## BuildingSummary
Building Summary Warehouse new construction version 1.0_3.0
|  | Value | Data Source
Program
| Building Name | Warehouse
| Available Fuel Types | gas, electricity
| Principal Building Activity | Nonrefrigerated warehouse
Form
| Total Floor Area (m2) | 4835.13 | Liu, B, R.E. Jarnagin, W. Jiang, and K. Gowri. (2007). Technical Support Document: The Development of the Advanced Energy Design Guide for Small Warehouse and Self-Storage Buildings. PNNL-17056. Richland, WA: Pacific Northwest National Laboratory
| Building Shape | Rectangle
| Aspect Ratio | 0.45
| Number of Floors | 1
Window Fraction (Window to Wall Ratio)
| South | 0.0286
| East | 0
| North | 0
| West | 0.0076
| Total | 0.0058
| Skylight/TDD Percentage | 0
| Shading Geometry | None
| Azimuth | 0
| Thermal Zoning | Bulk storage, fine storage, office
| Floor to Ceiling Height (m) | 8.53
| Floor to Floor Height (m) | 8.53
| Roof type | Metal building roof | 2003 CBECS
Fabric
Exterior walls
| Construction Type | Metal building wall | 2003 CBECS
| Gross Dimensions - Total Area (m2) | 1977.67
| Net Dimensions - Total Area (m2) | 1324.84
| Wall to Skin Ratio | 0.35192
Roof
| Construction Type | Metal building roof | 2003 CBECS
| Gross Dimensions - Total Area (m2) | 4598.25
| Net Dimensions - Total Area (m2) | 4598.25
| Roof to Skin Ratio | 0.64808
Window Dimensions (m2)
| South | 11.15
| East | 0
| North | 0
| West | 6.51
| Total Area (m2) | 17.66
| Operable area (m2) | 0
Skylights/TDD
| Dimensions - Total Area (m2) | 0
| Operable area (m2) | 0
Foundation
| Foundation Type | Mass Floor
| Construction | 20 cm slab-on-grade
| Dimensions - Total Area (m2) | 4598.25
Interior Partitions
| Construction | 2x4 steel-frame with gypsum board
| Dimensions - Total Area (m2) | 539.71
Internal Mass
| Construction | 15 cm wood
| Dimensions - Total Area (m2) | 9670.26
| Thermal diffusivity (m2/s) | 1.84e-07
Air Barrier System
| Infiltration (ACH) | 0.21 | See Benchmark Technical Report
HVAC
| System Type | PSZ-AC | 2003 CBECS
| Heating Type | Gas furnace | 2003 CBECS
| Cooling Type | PACU | 2003 CBECS
| Fan Control | SZ CAV | 2003 CBECS
Service Water Heating
| SWH Type | n/a
| Fuel | n/a
| Thermal Efficiency (%) | n/a
| Temperature Setpoint (ºC ) | n/a
| Water Consumption (m3 ) | n/a

## ZoneSummary
Zone Summary
Zone Name | Conditioned (Y/N) | Multiplier | Area (m2) | Volume (m3) | Floor-to-Ceiling Height (m) | Gross Wall Area (m2) | Window Glass Area (m2) | People (m2/per) | People | Lights (W/m2) | Elec Plug and Process (W/m2) | Gas Plug and Process (W/m2) | SWH (L/h) | Ventilation (L/s/Person) | Ventilation (L/s/m2) | Ventilation Total (L/s) | Exhaust (L/s) | Infiltration (ACH)
Office | Yes | 1 | 236.88 | 1010.76 | 4.267 | 149.56 | 17.66 | 47.376 | 5 | 11.836 | 8.074 | 0 | 0 | 2.5 | 0.3 | 83.564 | 0 | 0.16104
FineStorage | Yes | 1 | 1393.41 | 10880.57 | 8.534 | 760.8 | 0 | 0 | 0 | 15.064 | 0 | 0 | 0 | 0 | 0.3 | 418.023 | 0 | 0.21548
BulkStorage | Yes | 1 | 3204.84 | 27350.07 | 8.534 | 1586.63 | 0 | 0 | 0 | 9.684 | 2.559 | 0 | 0 | 0 | 0.3 | 961.452 | 0 | 0.19067
Total Conditioned Zones |  |  | 4835.13 | 39241.4 |  | 2496.99 | 17.66 |  | 5
Data Source | [7 empty] | 1 |  | 2 | 4 | 4 | 4 | 3 | 3 | 3 | 4 | 4
Sources
[1] ASHRAE Standard 62.1-2004 Table 6-1, Atlanta, GA: American Society of Heating, Refrigerating and Air-Conditioning Engineers.
[2] ASHRAE Standard 90.1-2004 Tables 9.5.1 & 9.6.1, Atlanta, GA: American Society of Heating, Refrigerating and Air-Conditioning Engineers.
[3] ASHRAE Standard 62-1999 Table 6-1, Atlanta, GA: American Society of Heating, Refrigerating and Air-Conditioning Engineers.
[4] DOE Benchmark Report
[5] Liu, B, R.E. Jarnagin, W. Jiang, and K. Gowri. (2007). Technical Support Document: The Development of the Advanced Energy Design Guide for Small Warehouse and Self-Storage Buildings. PNNL-17056. Richland, WA: Pacific Northwest National Laboratory

## Query (hidden)
1-miami
| Total Energy (GJ) | Energy Per Total Building Area (MJ/m2) | Energy Per Conditioned Building Area (MJ/m2)
Total Site Energy | 912.94 | 188.81 | 188.81
Net Site Energy | 912.94 | 188.81 | 188.81
Total Source Energy | 3027.25 | 626.09 | 626.09
Net Source Energy | 3027.25 | 626.09 | 626.09
Area (m2)
Total Building Area | 4835.13
Net Conditioned Building Area | 4835.13
| Electricity (GJ) | Natural Gas (GJ) | Other Fuel (GJ) | District Cooling (GJ) | District Heating (GJ) | Water (m3)
Heating | 0 | 0.43 | 0 | 0 | 0 | 0
Cooling | 84.08 | 0 | 0 | 0 | 0 | 0
Interior Lighting | 545.05 | 0 | 0 | 0 | 0 | 0
Exterior Lighting | 96.37 | 0 | 0 | 0 | 0 | 0
Interior Equipment | 104.42 | 0 | 0 | 0 | 0 | 0
Exterior Equipment | 0 | 0 | 0 | 0 | 0 | 0
Fans | 82.57 | 0 | 0 | 0 | 0 | 0
Pumps | 0 | 0 | 0 | 0 | 0 | 0
Heat Rejection | 0 | 0 | 0 | 0 | 0 | 0
Humidification | 0 | 0 | 0 | 0 | 0 | 0
Heat Recovery | 0 | 0 | 0 | 0 | 0 | 0
Water Systems | 0 | 0 | 0 | 0 | 0 | 0
Refrigeration | 0 | 0 | 0 | 0 | 0 | 0
Generators | 0 | 0 | 0 | 0 | 0 | 0
Total End Uses | 912.5 | 0.43 | 0 | 0 | 0 | 0
| Electricity (GJ) | Percent Electricity (%)
Fuel-Fired Power Generation | 0 | 0
High Temperature Geothermal* | 0 | 0
Photovoltaic Power | 0 | 0
Wind Power* | 0 | 0
Net Decrease in On-Site Storage | 0 | 0
Total On-Site Electric Sources | 0 | 0
Electricity Coming From Utility | 912.5 | 100
Surplus Electricity Going To Utility | 0 | 0
Net Electricity From Utility | 912.5 | 100
Total On-Site and Utility Electric Sources | 912.5 | 100
Total Electricity End Uses | 912.5 | 100
| Construction | Reflectance | U-Factor with Film (W/m2-K) | U-Factor no Film (W/m2-K) | Gross Area (m2) | Azimuth (deg) | Tilt (deg) | Cardinal Direction
OFFICE_WALL_SOUTH | EXT-WALLS | 0.8 | 0.641 | 0.71 | 110.54 | 180 | 90 | S
OFFICE_WALL_EAST | EXT-WALLS | 0.8 | 0.641 | 0.71 | 39.02 | 90 | 90 | E
OFFICE_WALL_NORTH | EXT-WALLS | 0.8 | 0.641 | 0.71 | 110.54 | 0 | 90 | N
OFFICE_WALL_WEST | EXT-WALLS | 0.8 | 0.641 | 0.71 | 39.02 | 270 | 90 | W
OFFICE_FLOOR | EXT-SLAB | 0.3 | 1.627 | 2.69 | 236.88 | 0 | 180
FINESTORAGE_WALL_SOUTH_1 | EXT-WALLS | 0.8 | 0.641 | 0.71 | 169.07 | 180 | 90 | S
FINESTORAGE_WALL_EAST | EXT-WALLS | 0.8 | 0.641 | 0.71 | 260.1 | 90 | 90 | E
FINESTORAGE_WALL_NORTH | INT-WALLS | 0.3 | 3.242 | 6.3 | 390.16 | 0 | 90 | N
FINESTORAGE_WALL_WEST_1 | EXT-WALLS | 0.8 | 0.641 | 0.71 | 182.07 | 270 | 90 | W
FINE STORAGE OFFICE_WALL_SOUTH | EXT-WALLS | 0.8 | 0.641 | 0.71 | 110.54 | 180 | 90 | S
FINE STORAGE OFFICE_WALL_WEST | EXT-WALLS | 0.8 | 0.641 | 0.71 | 39.02 | 270 | 90 | W
FINESTORAGE_FLOOR | EXT-SLAB | 0.3 | 1.627 | 2.69 | 1156.53 | 0 | 180
FINESTORAGE_CEILING | ROOFS | 0.3 | 0.369 | 0.4 | 1393.41 | 0 | 0
BULKSTORAGE_WALL_EAST | EXT-WALLS | 0.8 | 0.641 | 0.71 | 598.24 | 90 | 90 | E
BULKSTORAGE_WALL_NORTH | EXT-WALLS | 0.8 | 0.641 | 0.71 | 390.16 | 0 | 90 | N
BULKSTORAGE_WALL_WEST | EXT-WALLS | 0.8 | 0.641 | 0.71 | 598.24 | 270 | 90 | W
BULKSTORAGE_FLOOR | EXT-SLAB | 0.3 | 1.627 | 2.69 | 3204.84 | 0 | 180
BULKSTORAGE_CEILING | ROOFS | 0.3 | 0.369 | 0.4 | 3204.84 | 180 | 0
| Construction | Area of Opening (m2) | U-Factor | SHGC | Visible Transmittance | Shade Control | Parent Surface
OFFICE_WALL_SOUTH WINDOW 1 | WINDOW_SOUTH | 5.58 | 6.88 | 0.25 | 0.25 | No | OFFICE_WALL_SOUTH
OFFICE_WALL_SOUTH WINDOW2 | WINDOW_SOUTH | 5.58 | 6.88 | 0.25 | 0.25 | No | OFFICE_WALL_SOUTH
OFFICE_WALL_WEST WINDOW1 | WINDOW_WEST | 3.25 | 6.88 | 0.25 | 0.25 | No | OFFICE_WALL_WEST
OFFICE_WALL_WEST WINDOW2 | WINDOW_WEST | 3.25 | 6.88 | 0.25 | 0.25 | No | OFFICE_WALL_WEST
| Type | Nominal Capacity (W) | Nominal Efficiency (W/W)
FURNACE_PACU_CAV_1:1_UNITARY_PACKAGE_COOLCOIL | Coil:Cooling:DX:SingleSpeed | 21181.63 | 3.69
FURNACE_PACU_CAV_2:2_UNITARY_PACKAGE_COOLCOIL | Coil:Cooling:DX:SingleSpeed | 79309.23 | 3.69
| Type | Total Efficiency (W/W) | Delta Pressure (pa) | Max Flow Rate (m3/s) | Rated Power (W) | Motor Heat In Air Fraction | End Use
BULKSTORAGE UNIT HEATERFAN | Fan:ConstantVolume | 0.03 | 50 | 37.76 | 71598.98 | 1 | Unit Heater Fans
FURNACE_PACU_CAV_1:1_UNITARY_PACKAGE_FAN | Fan:OnOff | 0.35 | 500 | 1.05 | 1502.32 | 1 | General
FURNACE_PACU_CAV_2:2_UNITARY_PACKAGE_FAN | Fan:OnOff | 0.35 | 500 | 3.37 | 4811.32 | 1 | General
Nominal Capacity [W]
BULKSTORAGE UNIT HEATER COIL | 1854312.46
FURNACE_PACU_CAV_1:1_UNITARY_PACKAGE_HEATCOIL | 12238.15
FURNACE_PACU_CAV_2:2_UNITARY_PACKAGE_HEATCOIL | 16614.14
| CO2:FACILITY [kg] | NOX:FACILITY [kg] | SO2:FACILITY [kg] | PM:FACILITY [kg] | HG:FACILITY [kg] | WATERENVIRONMENTALFACTORS:FACILITY [L] | CARBON EQUIVALENT:FACILITY [kg]
January | 12621.9562 | 22.2457 | 84.9626 | 0 | 0.0004 | 10515.2751 | 5449.4944
February | 11466.8784 | 20.221 | 77.2748 | 0 | 0.0004 | 9563.8091 | 4951.9052
March | 13406.101 | 23.641 | 90.3457 | 0 | 0.0004 | 11181.5089 | 5789.3796
April | 12704.213 | 22.4052 | 85.631 | 0 | 0.0004 | 10598.0072 | 5486.4686
May | 14158.4201 | 24.9699 | 95.4329 | 0 | 0.0004 | 11811.1242 | 6114.4856
June | 14600.5204 | 25.7496 | 98.4128 | 0 | 0.0004 | 12179.9296 | 6305.4119
July | 14514.1528 | 25.5972 | 97.8307 | 0 | 0.0004 | 12107.8807 | 6268.113
August | 15546.7601 | 27.4184 | 104.7908 | 0 | 0.0005 | 12969.2941 | 6714.057
September | 13520.1633 | 23.8442 | 91.1308 | 0 | 0.0004 | 11278.6827 | 5838.8466
October | 13419.5481 | 23.6668 | 90.4526 | 0 | 0.0004 | 11194.7483 | 5795.3947
November | 12729.2714 | 22.4494 | 85.7999 | 0 | 0.0004 | 10618.9112 | 5497.2903
December | 12300.151 | 21.6918 | 82.9014 | 0 | 0.0004 | 10260.1757 | 5311.8916
Annual Sum or Average | 160988.1358 | 283.9002 | 1084.9659 | 0 | 0.0049 | 134279.3468 | 69522.7386
Minimum of Months | 11466.8784 | 20.221 | 77.2748 | 0 | 0.0004 | 9563.8091 | 4951.9052
Maximum of Months | 15546.7601 | 27.4184 | 104.7908 | 0 | 0.0005 | 12969.2941 | 6714.057
| ELECTRICITY:FACILITY [J] | ELECTRICITY:FACILITY {Maximum}[W] | ELECTRICITY:FACILITY {TIMESTAMP} | INTERIORLIGHTS:ELECTRICITY {AT MAX/MIN} [W] | INTERIOREQUIPMENT:ELECTRICITY {AT MAX/MIN} [W] | FANS:ELECTRICITY {AT MAX/MIN} [W] | HEATING:ELECTRICITY {AT MAX/MIN} [W] | COOLING:ELECTRICITY {AT MAX/MIN} [W] | EXTERIORLIGHTS:ELECTRICITY {AT MAX/MIN} [W] | PUMPS:ELECTRICITY [Invalid/Undefined] | HEATREJECTION:ELECTRICITY [Invalid/Undefined] | EXTERIOREQUIPMENT:ELECTRICITY [Invalid/Undefined] | HUMIDIFICATION:ELECTRICITY [Invalid/Undefined] | HEATRECOVERY:ELECTRICITY [Invalid/Undefined] | WATERSYSTEMS:ELECTRICITY [Invalid/Undefined] | REFRIGERATION:ELECTRICITY [Invalid/Undefined] | GENERATORS:ELECTRICITY [Invalid/Undefined] | ELECTRICITYPRODUCED:FACILITY [Invalid/Undefined]
January | 71457100000 | 73541.431 | 06-JAN-13:00 | 49331.035 | 9104.406 | 6313.642 | 0 | 8792.347 | 0 | 0 | 0 | 0 | 0 | 0 | 0 | 0 | 0 | 0
February | 64991400000 | 76260.263 | 23-FEB-13:00 | 49331.035 | 9104.406 | 6313.642 | 0 | 11511.179 | 0 | 0 | 0 | 0 | 0 | 0 | 0 | 0 | 0 | 0
March | 75984600000 | 77644.796 | 13-MAR-15:00 | 49331.035 | 9104.406 | 6313.642 | 0 | 12895.713 | 0 | 0 | 0 | 0 | 0 | 0 | 0 | 0 | 0 | 0
April | 72019300000 | 80238.792 | 03-APR-14:00 | 49331.035 | 9104.406 | 6313.642 | 0 | 15489.708 | 0 | 0 | 0 | 0 | 0 | 0 | 0 | 0 | 0 | 0
May | 80263200000 | 84262.549 | 24-MAY-14:00 | 49331.035 | 9104.406 | 6313.642 | 0 | 19513.466 | 0 | 0 | 0 | 0 | 0 | 0 | 0 | 0 | 0 | 0
June | 82769400000 | 86267.975 | 28-JUN-14:00 | 49331.035 | 9104.406 | 6313.642 | 0 | 21518.891 | 0 | 0 | 0 | 0 | 0 | 0 | 0 | 0 | 0 | 0
July | 82279800000 | 84977.05 | 13-JUL-15:00 | 49331.035 | 9104.406 | 6313.642 | 0 | 20227.966 | 0 | 0 | 0 | 0 | 0 | 0 | 0 | 0 | 0 | 0
August | 88133600000 | 85841.867 | 21-AUG-15:30 | 49331.035 | 9104.406 | 6313.642 | 0 | 21092.784 | 0 | 0 | 0 | 0 | 0 | 0 | 0 | 0 | 0 | 0
September | 76644900000 | 83460.015 | 11-SEP-14:00 | 49331.035 | 9104.406 | 6313.642 | 0 | 18710.931 | 0 | 0 | 0 | 0 | 0 | 0 | 0 | 0 | 0 | 0
October | 76074500000 | 81820.661 | 06-OCT-14:00 | 49331.035 | 9104.406 | 6313.642 | 0 | 17071.577 | 0 | 0 | 0 | 0 | 0 | 0 | 0 | 0 | 0 | 0
November | 72161400000 | 77509.672 | 01-NOV-14:20 | 49331.035 | 9104.406 | 6313.642 | 0 | 12760.589 | 0 | 0 | 0 | 0 | 0 | 0 | 0 | 0 | 0 | 0
December | 69723600000 | 73844.612 | 13-DEC-15:39 | 49331.035 | 9104.406 | 6313.642 | 0 | 9095.528 | 0 | 0 | 0 | 0 | 0 | 0 | 0 | 0 | 0 | 0
Annual Sum or Average | 912503000000 | [8 empty] | 0 | 0 | 0 | 0 | 0 | 0 | 0 | 0 | 0
Minimum of Months | 64991400000 | 73541.431 |  | 49331.035 | 9104.406 | 6313.642 | 0 | 8792.347 | 0 | 0 | 0 | 0 | 0 | 0 | 0 | 0 | 0 | 0
Maximum of Months | 88133600000 | 86267.975 |  | 49331.035 | 9104.406 | 6313.642 | 0 | 21518.891 | 0 | 0 | 0 | 0 | 0 | 0 | 0 | 0 | 0 | 0
| Electric | Gas | Other | Total
Cost ($) | 23153.76 | 4.97 | 0 | 23158.73
Cost per Total Building Area ($/m2) | 4.79 | 0 | 0 | 4.79
Cost per Net Conditioned Building Area ($/m2) | 4.79 | 0 | 0 | 4.79
2-houston
| Total Energy (GJ) | Energy Per Total Building Area (MJ/m2) | Energy Per Conditioned Building Area (MJ/m2)
Total Site Energy | 938.27 | 194.05 | 194.05
Net Site Energy | 938.27 | 194.05 | 194.05
Total Source Energy | 63.57 | 13.15 | 13.15
Net Source Energy | 63.57 | 13.15 | 13.15
Area (m2)
Total Building Area | 4835.13
Net Conditioned Building Area | 4835.13
| Electricity (GJ) | Natural Gas (GJ) | Other Fuel (GJ) | District Cooling (GJ) | District Heating (GJ) | Water (m3)
Heating | 0 | 58.22 | 0 | 0 | 0 | 0
Cooling | 50.78 | 0 | 0 | 0 | 0 | 0
Interior Lighting | 545.05 | 0 | 0 | 0 | 0 | 0
Exterior Lighting | 96.34 | 0 | 0 | 0 | 0 | 0
Interior Equipment | 104.42 | 0 | 0 | 0 | 0 | 0
Exterior Equipment | 0 | 0 | 0 | 0 | 0 | 0
Fans | 83.46 | 0 | 0 | 0 | 0 | 0
Pumps | 0 | 0 | 0 | 0 | 0 | 0
Heat Rejection | 0 | 0 | 0 | 0 | 0 | 0
Humidification | 0 | 0 | 0 | 0 | 0 | 0
Heat Recovery | 0 | 0 | 0 | 0 | 0 | 0
Water Systems | 0 | 0 | 0 | 0 | 0 | 0
Refrigeration | 0 | 0 | 0 | 0 | 0 | 0
Generators | 0 | 0 | 0 | 0 | 0 | 0
Total End Uses | 880.05 | 58.22 | 0 | 0 | 0 | 0
| Electricity (GJ) | Percent Electricity (%)
Fuel-Fired Power Generation | 0 | 0
High Temperature Geothermal* | 0 | 0
Photovoltaic Power | 0 | 0
Wind Power* | 0 | 0
Net Decrease in On-Site Storage | 0 | 0
Total On-Site Electric Sources | 0 | 0
Electricity Coming From Utility | 880.05 | 100
Surplus Electricity Going To Utility | 0 | 0
Net Electricity From Utility | 880.05 | 100
Total On-Site and Utility Electric Sources | 880.05 | 100
Total Electricity End Uses | 880.05 | 100
| Construction | Reflectance | U-Factor with Film (W/m2-K) | U-Factor no Film (W/m2-K) | Gross Area (m2) | Azimuth (deg) | Tilt (deg) | Cardinal Direction
OFFICE_WALL_SOUTH | EXT-WALLS | 0.8 | 0.641 | 0.71 | 110.54 | 180 | 90 | S
OFFICE_WALL_EAST | EXT-WALLS | 0.8 | 0.641 | 0.71 | 39.02 | 90 | 90 | E
OFFICE_WALL_NORTH | EXT-WALLS | 0.8 | 0.641 | 0.71 | 110.54 | 0 | 90 | N
OFFICE_WALL_WEST | EXT-WALLS | 0.8 | 0.641 | 0.71 | 39.02 | 270 | 90 | W
OFFICE_FLOOR | EXT-SLAB | 0.3 | 1.627 | 2.69 | 236.88 | 0 | 180
FINESTORAGE_WALL_SOUTH_1 | EXT-WALLS | 0.8 | 0.641 | 0.71 | 169.07 | 180 | 90 | S
FINESTORAGE_WALL_EAST | EXT-WALLS | 0.8 | 0.641 | 0.71 | 260.1 | 90 | 90 | E
FINESTORAGE_WALL_NORTH | INT-WALLS | 0.3 | 3.242 | 6.3 | 390.16 | 0 | 90 | N
FINESTORAGE_WALL_WEST_1 | EXT-WALLS | 0.8 | 0.641 | 0.71 | 182.07 | 270 | 90 | W
FINE STORAGE OFFICE_WALL_SOUTH | EXT-WALLS | 0.8 | 0.641 | 0.71 | 110.54 | 180 | 90 | S
FINE STORAGE OFFICE_WALL_WEST | EXT-WALLS | 0.8 | 0.641 | 0.71 | 39.02 | 270 | 90 | W
FINESTORAGE_FLOOR | EXT-SLAB | 0.3 | 1.627 | 2.69 | 1156.53 | 0 | 180
FINESTORAGE_CEILING | ROOFS | 0.3 | 0.369 | 0.4 | 1393.41 | 0 | 0
BULKSTORAGE_WALL_EAST | EXT-WALLS | 0.8 | 0.641 | 0.71 | 598.24 | 90 | 90 | E
BULKSTORAGE_WALL_NORTH | EXT-WALLS | 0.8 | 0.641 | 0.71 | 390.16 | 0 | 90 | N
BULKSTORAGE_WALL_WEST | EXT-WALLS | 0.8 | 0.641 | 0.71 | 598.24 | 270 | 90 | W
BULKSTORAGE_FLOOR | EXT-SLAB | 0.3 | 1.627 | 2.69 | 3204.84 | 0 | 180
BULKSTORAGE_CEILING | ROOFS | 0.3 | 0.369 | 0.4 | 3204.84 | 180 | 0
| Construction | Area of Opening (m2) | U-Factor | SHGC | Visible Transmittance | Shade Control | Parent Surface
OFFICE_WALL_SOUTH WINDOW 1 | WINDOW_SOUTH | 5.58 | 6.88 | 0.25 | 0.25 | No | OFFICE_WALL_SOUTH
OFFICE_WALL_SOUTH WINDOW2 | WINDOW_SOUTH | 5.58 | 6.88 | 0.25 | 0.25 | No | OFFICE_WALL_SOUTH
OFFICE_WALL_WEST WINDOW1 | WINDOW_WEST | 3.25 | 6.88 | 0.25 | 0.25 | No | OFFICE_WALL_WEST
OFFICE_WALL_WEST WINDOW2 | WINDOW_WEST | 3.25 | 6.88 | 0.25 | 0.25 | No | OFFICE_WALL_WEST
| Type | Nominal Capacity (W) | Nominal Efficiency (W/W)
FURNACE_PACU_CAV_1:1_UNITARY_PACKAGE_COOLCOIL | Coil:Cooling:DX:SingleSpeed | 18128.84 | 3.69
FURNACE_PACU_CAV_2:2_UNITARY_PACKAGE_COOLCOIL | Coil:Cooling:DX:SingleSpeed | 77563.95 | 3.69
| Type | Total Efficiency (W/W) | Delta Pressure (pa) | Max Flow Rate (m3/s) | Rated Power (W) | Motor Heat In Air Fraction | End Use
BULKSTORAGE UNIT HEATERFAN | Fan:ConstantVolume | 0.03 | 50 | 37.76 | 71598.98 | 1 | Unit Heater Fans
FURNACE_PACU_CAV_1:1_UNITARY_PACKAGE_FAN | Fan:OnOff | 0.35 | 500 | 0.9 | 1290.12 | 1 | General
FURNACE_PACU_CAV_2:2_UNITARY_PACKAGE_FAN | Fan:OnOff | 0.35 | 500 | 3.43 | 4897.96 | 1 | General
Nominal Capacity [W]
BULKSTORAGE UNIT HEATER COIL | 1847506.96
FURNACE_PACU_CAV_1:1_UNITARY_PACKAGE_HEATCOIL | 21894.98
FURNACE_PACU_CAV_2:2_UNITARY_PACKAGE_HEATCOIL | 56768.39
| CO2:FACILITY [kg] | NOX:FACILITY [kg] | SO2:FACILITY [kg] | PM:FACILITY [kg] | HG:FACILITY [kg] | WATERENVIRONMENTALFACTORS:FACILITY [L] | CARBON EQUIVALENT:FACILITY [kg]
January | 17859.5157 | 23.009 | 95.2571 | 0 | 0.0003 | 32491.5773 | 7057.3342
February | 15757.5355 | 20.4022 | 85.4646 | 0 | 0.0002 | 29151.8936 | 6239.7776
March | 17210.6747 | 22.561 | 97.2301 | 0 | 0.0003 | 33166.3393 | 6850.948
April | 15624.1071 | 20.5324 | 88.9837 | 0 | 0.0002 | 30353.6405 | 6225.99
May | 17534.4957 | 23.0471 | 99.9223 | 0 | 0.0003 | 34084.975 | 6987.7909
June | 18735.7253 | 24.6264 | 106.7735 | 0 | 0.0003 | 36422.0082 | 7466.5545
July | 18713.3668 | 24.597 | 106.6461 | 0 | 0.0003 | 36378.5436 | 7457.6443
August | 19594.9392 | 25.7558 | 111.6701 | 0 | 0.0003 | 38092.309 | 7808.9682
September | 16771.4588 | 22.0445 | 95.5793 | 0 | 0.0003 | 32603.4996 | 6683.7558
October | 16506.1309 | 21.6927 | 94.0238 | 0 | 0.0003 | 32072.8731 | 6577.6176
November | 16188.6391 | 21.2417 | 91.7429 | 0 | 0.0003 | 31294.6977 | 6446.7516
December | 17148.3768 | 22.1874 | 92.7894 | 0 | 0.0003 | 31650.3187 | 6788.5196
Annual Sum or Average | 207644.9658 | 271.6972 | 1166.0828 | 0 | 0.0033 | 397762.6757 | 82591.6522
Minimum of Months | 15624.1071 | 20.4022 | 85.4646 | 0 | 0.0002 | 29151.8936 | 6225.99
Maximum of Months | 19594.9392 | 25.7558 | 111.6701 | 0 | 0.0003 | 38092.309 | 7808.9682
| ELECTRICITY:FACILITY [J] | ELECTRICITY:FACILITY {Maximum}[W] | ELECTRICITY:FACILITY {TIMESTAMP} | INTERIORLIGHTS:ELECTRICITY {AT MAX/MIN} [W] | INTERIOREQUIPMENT:ELECTRICITY {AT MAX/MIN} [W] | FANS:ELECTRICITY {AT MAX/MIN} [W] | HEATING:ELECTRICITY {AT MAX/MIN} [W] | COOLING:ELECTRICITY {AT MAX/MIN} [W] | EXTERIORLIGHTS:ELECTRICITY {AT MAX/MIN} [W] | PUMPS:ELECTRICITY [Invalid/Undefined] | HEATREJECTION:ELECTRICITY [Invalid/Undefined] | EXTERIOREQUIPMENT:ELECTRICITY [Invalid/Undefined] | HUMIDIFICATION:ELECTRICITY [Invalid/Undefined] | HEATRECOVERY:ELECTRICITY [Invalid/Undefined] | WATERSYSTEMS:ELECTRICITY [Invalid/Undefined] | REFRIGERATION:ELECTRICITY [Invalid/Undefined] | GENERATORS:ELECTRICITY [Invalid/Undefined] | ELECTRICITYPRODUCED:FACILITY [Invalid/Undefined]
January | 71887700000 | 71233.02 | 03-JAN-15:30 | 49331.035 | 9104.406 | 6188.081 | 0 | 6609.497 | 0 | 0 | 0 | 0 | 0 | 0 | 0 | 0 | 0 | 0
February | 64498600000 | 72686.215 | 23-FEB-15:30 | 49331.035 | 9104.406 | 6188.081 | 0 | 8062.693 | 0 | 0 | 0 | 0 | 0 | 0 | 0 | 0 | 0 | 0
March | 73380600000 | 72289.322 | 24-MAR-13:00 | 49331.035 | 9104.406 | 6188.081 | 0 | 7665.799 | 0 | 0 | 0 | 0 | 0 | 0 | 0 | 0 | 0 | 0
April | 67157500000 | 74977.119 | 21-APR-14:00 | 49331.035 | 9104.406 | 6188.081 | 0 | 10353.596 | 0 | 0 | 0 | 0 | 0 | 0 | 0 | 0 | 0 | 0
May | 75413100000 | 83307.597 | 18-MAY-15:50 | 49331.035 | 9104.406 | 6188.081 | 0 | 18684.074 | 0 | 0 | 0 | 0 | 0 | 0 | 0 | 0 | 0 | 0
June | 80583800000 | 83792.319 | 13-JUN-15:00 | 49331.035 | 9104.406 | 6188.081 | 0 | 19168.796 | 0 | 0 | 0 | 0 | 0 | 0 | 0 | 0 | 0 | 0
July | 80487600000 | 85495.753 | 05-JUL-15:00 | 49331.035 | 9104.406 | 6188.081 | 0 | 20872.231 | 0 | 0 | 0 | 0 | 0 | 0 | 0 | 0 | 0 | 0
August | 84279300000 | 85052.982 | 31-AUG-13:00 | 49331.035 | 9104.406 | 6188.081 | 0 | 20429.459 | 0 | 0 | 0 | 0 | 0 | 0 | 0 | 0 | 0 | 0
September | 72135300000 | 82622.237 | 15-SEP-14:00 | 49331.035 | 9104.406 | 6188.081 | 0 | 17998.714 | 0 | 0 | 0 | 0 | 0 | 0 | 0 | 0 | 0 | 0
October | 70961300000 | 76691.665 | 06-OCT-15:00 | 49331.035 | 9104.406 | 6188.081 | 0 | 12068.142 | 0 | 0 | 0 | 0 | 0 | 0 | 0 | 0 | 0 | 0
November | 69239600000 | 72160.108 | 27-NOV-16:30 | 49331.035 | 9104.406 | 6188.081 | 0 | 7536.585 | 0 | 0 | 0 | 0 | 0 | 0 | 0 | 0 | 0 | 0
December | 70026400000 | 68613.888 | 19-DEC-16:19 | 49331.035 | 9104.406 | 6188.081 | 0 | 3990.366 | 0 | 0 | 0 | 0 | 0 | 0 | 0 | 0 | 0 | 0
Annual Sum or Average | 880051000000 | [8 empty] | 0 | 0 | 0 | 0 | 0 | 0 | 0 | 0 | 0
Minimum of Months | 64498600000 | 68613.888 |  | 49331.035 | 9104.406 | 6188.081 | 0 | 3990.366 | 0 | 0 | 0 | 0 | 0 | 0 | 0 | 0 | 0 | 0
Maximum of Months | 84279300000 | 85495.753 |  | 49331.035 | 9104.406 | 6188.081 | 0 | 20872.231 | 0 | 0 | 0 | 0 | 0 | 0 | 0 | 0 | 0 | 0
| Electric | Gas | Other | Total
Cost ($) | 29378.92 | 469.32 | 0 | 29848.23
Cost per Total Building Area ($/m2) | 6.08 | 0.1 | 0 | 6.17
Cost per Net Conditioned Building Area ($/m2) | 6.08 | 0.1 | 0 | 6.17
3-phoenix
| Total Energy (GJ) | Energy Per Total Building Area (MJ/m2) | Energy Per Conditioned Building Area (MJ/m2)
Total Site Energy | 975.15 | 201.68 | 201.68
Net Site Energy | 975.15 | 201.68 | 201.68
Total Source Energy | 3026.66 | 625.97 | 625.97
Net Source Energy | 3026.66 | 625.97 | 625.97
Area (m2)
Total Building Area | 4835.13
Net Conditioned Building Area | 4835.13
| Electricity (GJ) | Natural Gas (GJ) | Other Fuel (GJ) | District Cooling (GJ) | District Heating (GJ) | Water (m3)
Heating | 0 | 27.88 | 0 | 0 | 0 | 0
Cooling | 83.94 | 0 | 0 | 0 | 0 | 0
Interior Lighting | 545.05 | 0 | 0 | 0 | 0 | 0
Exterior Lighting | 96.32 | 0 | 0 | 0 | 0 | 0
Interior Equipment | 104.42 | 0 | 0 | 0 | 0 | 0
Exterior Equipment | 0 | 0 | 0 | 0 | 0 | 0
Fans | 117.54 | 0 | 0 | 0 | 0 | 0
Pumps | 0 | 0 | 0 | 0 | 0 | 0
Heat Rejection | 0 | 0 | 0 | 0 | 0 | 0
Humidification | 0 | 0 | 0 | 0 | 0 | 0
Heat Recovery | 0 | 0 | 0 | 0 | 0 | 0
Water Systems | 0 | 0 | 0 | 0 | 0 | 0
Refrigeration | 0 | 0 | 0 | 0 | 0 | 0
Generators | 0 | 0 | 0 | 0 | 0 | 0
Total End Uses | 947.27 | 27.88 | 0 | 0 | 0 | 0
| Electricity (GJ) | Percent Electricity (%)
Fuel-Fired Power Generation | 0 | 0
High Temperature Geothermal* | 0 | 0
Photovoltaic Power | 0 | 0
Wind Power* | 0 | 0
Net Decrease in On-Site Storage | 0 | 0
Total On-Site Electric Sources | 0 | 0
Electricity Coming From Utility | 947.27 | 100
Surplus Electricity Going To Utility | 0 | 0
Net Electricity From Utility | 947.27 | 100
Total On-Site and Utility Electric Sources | 947.27 | 100
Total Electricity End Uses | 947.27 | 100
| Construction | Reflectance | U-Factor with Film (W/m2-K) | U-Factor no Film (W/m2-K) | Gross Area (m2) | Azimuth (deg) | Tilt (deg) | Cardinal Direction
OFFICE_WALL_SOUTH | EXT-WALLS | 0.8 | 0.641 | 0.71 | 110.54 | 180 | 90 | S
OFFICE_WALL_EAST | EXT-WALLS | 0.8 | 0.641 | 0.71 | 39.02 | 90 | 90 | E
OFFICE_WALL_NORTH | EXT-WALLS | 0.8 | 0.641 | 0.71 | 110.54 | 0 | 90 | N
OFFICE_WALL_WEST | EXT-WALLS | 0.8 | 0.641 | 0.71 | 39.02 | 270 | 90 | W
OFFICE_FLOOR | EXT-SLAB | 0.3 | 1.627 | 2.69 | 236.88 | 0 | 180
FINESTORAGE_WALL_SOUTH_1 | EXT-WALLS | 0.8 | 0.641 | 0.71 | 169.07 | 180 | 90 | S
FINESTORAGE_WALL_EAST | EXT-WALLS | 0.8 | 0.641 | 0.71 | 260.1 | 90 | 90 | E
FINESTORAGE_WALL_NORTH | INT-WALLS | 0.3 | 3.242 | 6.3 | 390.16 | 0 | 90 | N
FINESTORAGE_WALL_WEST_1 | EXT-WALLS | 0.8 | 0.641 | 0.71 | 182.07 | 270 | 90 | W
FINE STORAGE OFFICE_WALL_SOUTH | EXT-WALLS | 0.8 | 0.641 | 0.71 | 110.54 | 180 | 90 | S
FINE STORAGE OFFICE_WALL_WEST | EXT-WALLS | 0.8 | 0.641 | 0.71 | 39.02 | 270 | 90 | W
FINESTORAGE_FLOOR | EXT-SLAB | 0.3 | 1.627 | 2.69 | 1156.53 | 0 | 180
FINESTORAGE_CEILING | ROOFS | 0.3 | 0.369 | 0.4 | 1393.41 | 0 | 0
BULKSTORAGE_WALL_EAST | EXT-WALLS | 0.8 | 0.641 | 0.71 | 598.24 | 90 | 90 | E
BULKSTORAGE_WALL_NORTH | EXT-WALLS | 0.8 | 0.641 | 0.71 | 390.16 | 0 | 90 | N
BULKSTORAGE_WALL_WEST | EXT-WALLS | 0.8 | 0.641 | 0.71 | 598.24 | 270 | 90 | W
BULKSTORAGE_FLOOR | EXT-SLAB | 0.3 | 1.627 | 2.69 | 3204.84 | 0 | 180
BULKSTORAGE_CEILING | ROOFS | 0.3 | 0.369 | 0.4 | 3204.84 | 180 | 0
| Construction | Area of Opening (m2) | U-Factor | SHGC | Visible Transmittance | Shade Control | Parent Surface
OFFICE_WALL_SOUTH WINDOW 1 | WINDOW_SOUTH | 5.58 | 6.88 | 0.25 | 0.25 | No | OFFICE_WALL_SOUTH
OFFICE_WALL_SOUTH WINDOW2 | WINDOW_SOUTH | 5.58 | 6.88 | 0.25 | 0.25 | No | OFFICE_WALL_SOUTH
OFFICE_WALL_WEST WINDOW1 | WINDOW_WEST | 3.25 | 6.88 | 0.25 | 0.25 | No | OFFICE_WALL_WEST
OFFICE_WALL_WEST WINDOW2 | WINDOW_WEST | 3.25 | 6.88 | 0.25 | 0.25 | No | OFFICE_WALL_WEST
| Type | Nominal Capacity (W) | Nominal Efficiency (W/W)
FURNACE_PACU_CAV_1:1_UNITARY_PACKAGE_COOLCOIL | Coil:Cooling:DX:SingleSpeed | 19130.96 | 3.69
FURNACE_PACU_CAV_2:2_UNITARY_PACKAGE_COOLCOIL | Coil:Cooling:DX:SingleSpeed | 82092.97 | 3.69
| Type | Total Efficiency (W/W) | Delta Pressure (pa) | Max Flow Rate (m3/s) | Rated Power (W) | Motor Heat In Air Fraction | End Use
BULKSTORAGE UNIT HEATERFAN | Fan:ConstantVolume | 0.03 | 50 | 37.76 | 71598.98 | 1 | Unit Heater Fans
FURNACE_PACU_CAV_1:1_UNITARY_PACKAGE_FAN | Fan:OnOff | 0.35 | 500 | 1.16 | 1651 | 1 | General
FURNACE_PACU_CAV_2:2_UNITARY_PACKAGE_FAN | Fan:OnOff | 0.35 | 500 | 4.52 | 6457.52 | 1 | General
Nominal Capacity [W]
BULKSTORAGE UNIT HEATER COIL | 1781408.71
FURNACE_PACU_CAV_1:1_UNITARY_PACKAGE_HEATCOIL | 19241.75
FURNACE_PACU_CAV_2:2_UNITARY_PACKAGE_HEATCOIL | 38540.45
| CO2:FACILITY [kg] | NOX:FACILITY [kg] | SO2:FACILITY [kg] | PM:FACILITY [kg] | HG:FACILITY [kg] | WATERENVIRONMENTALFACTORS:FACILITY [L] | CARBON EQUIVALENT:FACILITY [kg]
January | 14802.7468 | 24.7203 | 81.6863 | 0 | 0.0002 | 603397.9752 | 6264.2857
February | 13223.2253 | 22.1118 | 73.1813 | 0 | 0.0002 | 540574.6361 | 5598.8106
March | 14993.7296 | 25.2953 | 84.592 | 0 | 0.0002 | 624874.4774 | 6370.9921
April | 13838.6902 | 23.3849 | 78.352 | 0 | 0.0002 | 578781.6258 | 5884.0687
May | 15970.3639 | 26.9923 | 90.4593 | 0 | 0.0002 | 668217.8743 | 6790.9682
June | 18430.704 | 31.1509 | 104.397 | 0 | 0.0003 | 771175.611 | 7837.1889
July | 18428.2455 | 31.1467 | 104.3831 | 0 | 0.0003 | 771072.7406 | 7836.1435
August | 19034.845 | 32.172 | 107.8191 | 0 | 0.0003 | 796454.0173 | 8094.0845
September | 16082.5609 | 27.1821 | 91.0965 | 0 | 0.0002 | 672924.8504 | 6838.7007
October | 14464.2783 | 24.4442 | 81.9098 | 0 | 0.0002 | 605063.6073 | 6150.2849
November | 14015.8497 | 23.6576 | 79.1623 | 0 | 0.0002 | 584766.12 | 5956.7011
December | 14968.8688 | 24.7856 | 81.0681 | 0 | 0.0002 | 598820.9895 | 6313.1301
Annual Sum or Average | 188254.1079 | 317.0435 | 1058.1066 | 0 | 0.0029 | 7816124.5249 | 79935.3591
Minimum of Months | 13223.2253 | 22.1118 | 73.1813 | 0 | 0.0002 | 540574.6361 | 5598.8106
Maximum of Months | 19034.845 | 32.172 | 107.8191 | 0 | 0.0003 | 796454.0173 | 8094.0845
| ELECTRICITY:FACILITY [J] | ELECTRICITY:FACILITY {Maximum}[W] | ELECTRICITY:FACILITY {TIMESTAMP} | INTERIORLIGHTS:ELECTRICITY {AT MAX/MIN} [W] | INTERIOREQUIPMENT:ELECTRICITY {AT MAX/MIN} [W] | FANS:ELECTRICITY {AT MAX/MIN} [W] | HEATING:ELECTRICITY {AT MAX/MIN} [W] | COOLING:ELECTRICITY {AT MAX/MIN} [W] | EXTERIORLIGHTS:ELECTRICITY {AT MAX/MIN} [W] | PUMPS:ELECTRICITY [Invalid/Undefined] | HEATREJECTION:ELECTRICITY [Invalid/Undefined] | EXTERIOREQUIPMENT:ELECTRICITY [Invalid/Undefined] | HUMIDIFICATION:ELECTRICITY [Invalid/Undefined] | HEATRECOVERY:ELECTRICITY [Invalid/Undefined] | WATERSYSTEMS:ELECTRICITY [Invalid/Undefined] | REFRIGERATION:ELECTRICITY [Invalid/Undefined] | GENERATORS:ELECTRICITY [Invalid/Undefined] | ELECTRICITYPRODUCED:FACILITY [Invalid/Undefined]
January | 73128300000 | 67685.592 | 27-JAN-14:00 | 49331.035 | 9104.406 | 8108.524 | 0 | 1141.627 | 0 | 0 | 0 | 0 | 0 | 0 | 0 | 0 | 0 | 0
February | 65514500000 | 68109.007 | 28-FEB-15:00 | 49331.035 | 9104.406 | 8108.524 | 0 | 1565.041 | 0 | 0 | 0 | 0 | 0 | 0 | 0 | 0 | 0 | 0
March | 75731100000 | 77374.858 | 17-MAR-15:00 | 49331.035 | 9104.406 | 8108.524 | 0 | 10830.892 | 0 | 0 | 0 | 0 | 0 | 0 | 0 | 0 | 0 | 0
April | 70145000000 | 78866.959 | 28-APR-15:00 | 49331.035 | 9104.406 | 8108.524 | 0 | 12322.993 | 0 | 0 | 0 | 0 | 0 | 0 | 0 | 0 | 0 | 0
May | 80984100000 | 86660.603 | 30-MAY-15:00 | 49331.035 | 9104.406 | 8108.524 | 0 | 20116.638 | 0 | 0 | 0 | 0 | 0 | 0 | 0 | 0 | 0 | 0
June | 93462000000 | 96208.933 | 28-JUN-15:00 | 49331.035 | 9104.406 | 8108.524 | 0 | 29664.967 | 0 | 0 | 0 | 0 | 0 | 0 | 0 | 0 | 0 | 0
July | 93449500000 | 94641.872 | 19-JUL-15:00 | 49331.035 | 9104.406 | 8108.524 | 0 | 28097.907 | 0 | 0 | 0 | 0 | 0 | 0 | 0 | 0 | 0 | 0
August | 96525600000 | 95958.086 | 01-AUG-15:00 | 49331.035 | 9104.406 | 8108.524 | 0 | 29414.12 | 0 | 0 | 0 | 0 | 0 | 0 | 0 | 0 | 0 | 0
September | 81554600000 | 88908.114 | 08-SEP-15:00 | 49331.035 | 9104.406 | 8108.524 | 0 | 22364.149 | 0 | 0 | 0 | 0 | 0 | 0 | 0 | 0 | 0 | 0
October | 73330200000 | 78588.068 | 02-OCT-15:00 | 49331.035 | 9104.406 | 8108.524 | 0 | 12044.103 | 0 | 0 | 0 | 0 | 0 | 0 | 0 | 0 | 0 | 0
November | 70870200000 | 75651.172 | 13-NOV-15:39 | 49331.035 | 9104.406 | 8108.524 | 0 | 9107.207 | 0 | 0 | 0 | 0 | 0 | 0 | 0 | 0 | 0 | 0
December | 72573600000 | 67592.365 | 13-DEC-14:50 | 49331.035 | 9104.406 | 8108.524 | 0 | 1048.4 | 0 | 0 | 0 | 0 | 0 | 0 | 0 | 0 | 0 | 0
Annual Sum or Average | 947269000000 | [8 empty] | 0 | 0 | 0 | 0 | 0 | 0 | 0 | 0 | 0
Minimum of Months | 65514500000 | 67592.365 |  | 49331.035 | 9104.406 | 8108.524 | 0 | 1048.4 | 0 | 0 | 0 | 0 | 0 | 0 | 0 | 0 | 0 | 0
Maximum of Months | 96525600000 | 96208.933 |  | 49331.035 | 9104.406 | 8108.524 | 0 | 29664.967 | 0 | 0 | 0 | 0 | 0 | 0 | 0 | 0 | 0 | 0
| Electric | Gas | Other | Total
Cost ($) | 28993.72 | 225.58 | 0 | 29219.3
Cost per Total Building Area ($/m2) | 6 | 0.05 | 0 | 6.04
Cost per Net Conditioned Building Area ($/m2) | 6 | 0.05 | 0 | 6.04
4-atlanta
| Total Energy (GJ) | Energy Per Total Building Area (MJ/m2) | Energy Per Conditioned Building Area (MJ/m2)
Total Site Energy | 993.96 | 205.57 | 205.57
Net Site Energy | 993.96 | 205.57 | 205.57
Total Source Energy | 3007.93 | 622.1 | 622.1
Net Source Energy | 3007.93 | 622.1 | 622.1
Area (m2)
Total Building Area | 4835.13
Net Conditioned Building Area | 4835.13
| Electricity (GJ) | Natural Gas (GJ) | Other Fuel (GJ) | District Cooling (GJ) | District Heating (GJ) | Water (m3)
Heating | 0 | 147.78 | 0 | 0 | 0 | 0
Cooling | 21.15 | 0 | 0 | 0 | 0 | 0
Interior Lighting | 545.05 | 0 | 0 | 0 | 0 | 0
Exterior Lighting | 96.3 | 0 | 0 | 0 | 0 | 0
Interior Equipment | 104.42 | 0 | 0 | 0 | 0 | 0
Exterior Equipment | 0 | 0 | 0 | 0 | 0 | 0
Fans | 79.25 | 0 | 0 | 0 | 0 | 0
Pumps | 0 | 0 | 0 | 0 | 0 | 0
Heat Rejection | 0 | 0 | 0 | 0 | 0 | 0
Humidification | 0 | 0 | 0 | 0 | 0 | 0
Heat Recovery | 0 | 0 | 0 | 0 | 0 | 0
Water Systems | 0 | 0 | 0 | 0 | 0 | 0
Refrigeration | 0 | 0 | 0 | 0 | 0 | 0
Generators | 0 | 0 | 0 | 0 | 0 | 0
Total End Uses | 846.18 | 147.78 | 0 | 0 | 0 | 0
| Electricity (GJ) | Percent Electricity (%)
Fuel-Fired Power Generation | 0 | 0
High Temperature Geothermal* | 0 | 0
Photovoltaic Power | 0 | 0
Wind Power* | 0 | 0
Net Decrease in On-Site Storage | 0 | 0
Total On-Site Electric Sources | 0 | 0
Electricity Coming From Utility | 846.18 | 100
Surplus Electricity Going To Utility | 0 | 0
Net Electricity From Utility | 846.18 | 100
Total On-Site and Utility Electric Sources | 846.18 | 100
Total Electricity End Uses | 846.18 | 100
| Construction | Reflectance | U-Factor with Film (W/m2-K) | U-Factor no Film (W/m2-K) | Gross Area (m2) | Azimuth (deg) | Tilt (deg) | Cardinal Direction
OFFICE_WALL_SOUTH | EXT-WALLS | 0.8 | 0.641 | 0.71 | 110.54 | 180 | 90 | S
OFFICE_WALL_EAST | EXT-WALLS | 0.8 | 0.641 | 0.71 | 39.02 | 90 | 90 | E
OFFICE_WALL_NORTH | EXT-WALLS | 0.8 | 0.641 | 0.71 | 110.54 | 0 | 90 | N
OFFICE_WALL_WEST | EXT-WALLS | 0.8 | 0.641 | 0.71 | 39.02 | 270 | 90 | W
OFFICE_FLOOR | EXT-SLAB | 0.3 | 1.627 | 2.69 | 236.88 | 0 | 180
FINESTORAGE_WALL_SOUTH_1 | EXT-WALLS | 0.8 | 0.641 | 0.71 | 169.07 | 180 | 90 | S
FINESTORAGE_WALL_EAST | EXT-WALLS | 0.8 | 0.641 | 0.71 | 260.1 | 90 | 90 | E
FINESTORAGE_WALL_NORTH | INT-WALLS | 0.3 | 3.242 | 6.3 | 390.16 | 0 | 90 | N
FINESTORAGE_WALL_WEST_1 | EXT-WALLS | 0.8 | 0.641 | 0.71 | 182.07 | 270 | 90 | W
FINE STORAGE OFFICE_WALL_SOUTH | EXT-WALLS | 0.8 | 0.641 | 0.71 | 110.54 | 180 | 90 | S
FINE STORAGE OFFICE_WALL_WEST | EXT-WALLS | 0.8 | 0.641 | 0.71 | 39.02 | 270 | 90 | W
FINESTORAGE_FLOOR | EXT-SLAB | 0.3 | 1.627 | 2.69 | 1156.53 | 0 | 180
FINESTORAGE_CEILING | ROOFS | 0.3 | 0.369 | 0.4 | 1393.41 | 0 | 0
BULKSTORAGE_WALL_EAST | EXT-WALLS | 0.8 | 0.641 | 0.71 | 598.24 | 90 | 90 | E
BULKSTORAGE_WALL_NORTH | EXT-WALLS | 0.8 | 0.641 | 0.71 | 390.16 | 0 | 90 | N
BULKSTORAGE_WALL_WEST | EXT-WALLS | 0.8 | 0.641 | 0.71 | 598.24 | 270 | 90 | W
BULKSTORAGE_FLOOR | EXT-SLAB | 0.3 | 1.627 | 2.69 | 3204.84 | 0 | 180
BULKSTORAGE_CEILING | ROOFS | 0.3 | 0.369 | 0.4 | 3204.84 | 180 | 0
| Construction | Area of Opening (m2) | U-Factor | SHGC | Visible Transmittance | Shade Control | Parent Surface
OFFICE_WALL_SOUTH WINDOW 1 | WINDOW_SOUTH | 5.58 | 3.24 | 0.39 | 0.495 | No | OFFICE_WALL_SOUTH
OFFICE_WALL_SOUTH WINDOW2 | WINDOW_SOUTH | 5.58 | 3.24 | 0.39 | 0.495 | No | OFFICE_WALL_SOUTH
OFFICE_WALL_WEST WINDOW1 | WINDOW_WEST | 3.25 | 3.24 | 0.39 | 0.495 | No | OFFICE_WALL_WEST
OFFICE_WALL_WEST WINDOW2 | WINDOW_WEST | 3.25 | 3.24 | 0.39 | 0.495 | No | OFFICE_WALL_WEST
| Type | Nominal Capacity (W) | Nominal Efficiency (W/W)
FURNACE_PACU_CAV_1:1_UNITARY_PACKAGE_COOLCOIL | Coil:Cooling:DX:SingleSpeed | 16772 | 3.69
FURNACE_PACU_CAV_2:2_UNITARY_PACKAGE_COOLCOIL | Coil:Cooling:DX:SingleSpeed | 66294.21 | 3.69
| Type | Total Efficiency (W/W) | Delta Pressure (pa) | Max Flow Rate (m3/s) | Rated Power (W) | Motor Heat In Air Fraction | End Use
BULKSTORAGE UNIT HEATERFAN | Fan:ConstantVolume | 0.03 | 50 | 37.76 | 71598.98 | 1 | Unit Heater Fans
FURNACE_PACU_CAV_1:1_UNITARY_PACKAGE_FAN | Fan:OnOff | 0.35 | 500 | 0.86 | 1225 | 1 | General
FURNACE_PACU_CAV_2:2_UNITARY_PACKAGE_FAN | Fan:OnOff | 0.35 | 500 | 3.04 | 4346.95 | 1 | General
Nominal Capacity [W]
BULKSTORAGE UNIT HEATER COIL | 2112563.02
FURNACE_PACU_CAV_1:1_UNITARY_PACKAGE_HEATCOIL | 20770.15
FURNACE_PACU_CAV_2:2_UNITARY_PACKAGE_HEATCOIL | 74086.43
| CO2:FACILITY [kg] | NOX:FACILITY [kg] | SO2:FACILITY [kg] | PM:FACILITY [kg] | HG:FACILITY [kg] | WATERENVIRONMENTALFACTORS:FACILITY [L] | CARBON EQUIVALENT:FACILITY [kg]
January | 16812.4073 | 29.8309 | 71.4973 | 0 | 0.0003 | 127155.9937 | 7164.4135
February | 14483.5685 | 26.0069 | 63.1039 | 0 | 0.0002 | 112231.8602 | 6200.4603
March | 14599.5995 | 27.7449 | 71.1081 | 0 | 0.0003 | 126483.2796 | 6391.4047
April | 12959.731 | 24.8318 | 64.1176 | 0 | 0.0002 | 114050.914 | 5692.2797
May | 13718.568 | 26.488 | 68.8628 | 0 | 0.0003 | 122493.2548 | 6044.2488
June | 14234.7785 | 27.4873 | 71.4671 | 0 | 0.0003 | 127125.881 | 6271.9328
July | 14018.377 | 27.0695 | 70.3806 | 0 | 0.0003 | 125193.2742 | 6176.5849
August | 14884.7393 | 28.7424 | 74.7303 | 0 | 0.0003 | 132930.4561 | 6558.3096
September | 13152.019 | 25.3964 | 66.0305 | 0 | 0.0002 | 117455.3071 | 5794.8534
October | 13418.3574 | 25.858 | 67.1092 | 0 | 0.0002 | 119373.6155 | 5907.334
November | 14112.2252 | 26.573 | 67.5296 | 0 | 0.0002 | 120115.7172 | 6155.3454
December | 15633.1967 | 28.2786 | 69.1295 | 0 | 0.0003 | 122950.6952 | 6711.7749
Annual Sum or Average | 172027.5675 | 324.3078 | 825.0664 | 0 | 0.003 | 1467560.2485 | 75068.942
Minimum of Months | 12959.731 | 24.8318 | 63.1039 | 0 | 0.0002 | 112231.8602 | 5692.2797
Maximum of Months | 16812.4073 | 29.8309 | 74.7303 | 0 | 0.0003 | 132930.4561 | 7164.4135
| ELECTRICITY:FACILITY [J] | ELECTRICITY:FACILITY {Maximum}[W] | ELECTRICITY:FACILITY {TIMESTAMP} | INTERIORLIGHTS:ELECTRICITY {AT MAX/MIN} [W] | INTERIOREQUIPMENT:ELECTRICITY {AT MAX/MIN} [W] | FANS:ELECTRICITY {AT MAX/MIN} [W] | HEATING:ELECTRICITY {AT MAX/MIN} [W] | COOLING:ELECTRICITY {AT MAX/MIN} [W] | EXTERIORLIGHTS:ELECTRICITY {AT MAX/MIN} [W] | PUMPS:ELECTRICITY [Invalid/Undefined] | HEATREJECTION:ELECTRICITY [Invalid/Undefined] | EXTERIOREQUIPMENT:ELECTRICITY [Invalid/Undefined] | HUMIDIFICATION:ELECTRICITY [Invalid/Undefined] | HEATRECOVERY:ELECTRICITY [Invalid/Undefined] | WATERSYSTEMS:ELECTRICITY [Invalid/Undefined] | REFRIGERATION:ELECTRICITY [Invalid/Undefined] | GENERATORS:ELECTRICITY [Invalid/Undefined] | ELECTRICITYPRODUCED:FACILITY [Invalid/Undefined]
January | 73316900000 | 64597.455 | 23-JAN-15:00 | 49331.035 | 9104.406 | 5571.946 | 0 | 590.068 | 0 | 0 | 0 | 0 | 0 | 0 | 0 | 0 | 0 | 0
February | 64711800000 | 64656.719 | 27-FEB-15:00 | 49331.035 | 9104.406 | 5571.946 | 0 | 649.331 | 0 | 0 | 0 | 0 | 0 | 0 | 0 | 0 | 0 | 0
March | 72929100000 | 65420.792 | 28-MAR-15:00 | 49331.035 | 9104.406 | 5571.946 | 0 | 1413.404 | 0 | 0 | 0 | 0 | 0 | 0 | 0 | 0 | 0 | 0
April | 65760700000 | 71729.564 | 14-APR-15:00 | 49331.035 | 9104.406 | 5571.946 | 0 | 7722.177 | 0 | 0 | 0 | 0 | 0 | 0 | 0 | 0 | 0 | 0
May | 70628500000 | 76139.064 | 15-MAY-15:30 | 49331.035 | 9104.406 | 5571.946 | 0 | 12131.676 | 0 | 0 | 0 | 0 | 0 | 0 | 0 | 0 | 0 | 0
June | 73299600000 | 79930.968 | 19-JUN-14:00 | 49331.035 | 9104.406 | 5571.946 | 0 | 15923.58 | 0 | 0 | 0 | 0 | 0 | 0 | 0 | 0 | 0 | 0
July | 72185300000 | 84782.274 | 03-JUL-15:00 | 49331.035 | 9104.406 | 5571.946 | 0 | 20774.887 | 0 | 0 | 0 | 0 | 0 | 0 | 0 | 0 | 0 | 0
August | 76646400000 | 79628.206 | 17-AUG-13:00 | 49331.035 | 9104.406 | 5571.946 | 0 | 15620.819 | 0 | 0 | 0 | 0 | 0 | 0 | 0 | 0 | 0 | 0
September | 67723600000 | 76078.191 | 11-SEP-13:00 | 49331.035 | 9104.406 | 5571.946 | 0 | 12070.804 | 0 | 0 | 0 | 0 | 0 | 0 | 0 | 0 | 0 | 0
October | 68829700000 | 69580.523 | 02-OCT-15:50 | 49331.035 | 9104.406 | 5571.946 | 0 | 5573.136 | 0 | 0 | 0 | 0 | 0 | 0 | 0 | 0 | 0 | 0
November | 69257600000 | 65122.181 | 22-NOV-15:30 | 49331.035 | 9104.406 | 5571.946 | 0 | 1114.794 | 0 | 0 | 0 | 0 | 0 | 0 | 0 | 0 | 0 | 0
December | 70892200000 | 64645.658 | 13-DEC-15:50 | 49331.035 | 9104.406 | 5571.946 | 0 | 638.271 | 0 | 0 | 0 | 0 | 0 | 0 | 0 | 0 | 0 | 0
Annual Sum or Average | 846181000000 | [8 empty] | 0 | 0 | 0 | 0 | 0 | 0 | 0 | 0 | 0
Minimum of Months | 64711800000 | 64597.455 |  | 49331.035 | 9104.406 | 5571.946 | 0 | 590.068 | 0 | 0 | 0 | 0 | 0 | 0 | 0 | 0 | 0 | 0
Maximum of Months | 76646400000 | 84782.274 |  | 49331.035 | 9104.406 | 5571.946 | 0 | 20774.887 | 0 | 0 | 0 | 0 | 0 | 0 | 0 | 0 | 0 | 0
| Electric | Gas | Other | Total
Cost ($) | 24318.69 | 1383.46 | 0 | 25702.15
Cost per Total Building Area ($/m2) | 5.03 | 0.29 | 0 | 5.32
Cost per Net Conditioned Building Area ($/m2) | 5.03 | 0.29 | 0 | 5.32
5-losangeles
| Total Energy (GJ) | Energy Per Total Building Area (MJ/m2) | Energy Per Conditioned Building Area (MJ/m2)
Total Site Energy | 800.5 | 165.56 | 165.56
Net Site Energy | 800.5 | 165.56 | 165.56
Total Source Energy | 2458.27 | 508.42 | 508.42
Net Source Energy | 2458.27 | 508.42 | 508.42
Area (m2)
Total Building Area | 4835.13
Net Conditioned Building Area | 4835.13
| Electricity (GJ) | Natural Gas (GJ) | Other Fuel (GJ) | District Cooling (GJ) | District Heating (GJ) | Water (m3)
Heating | 0 | 9.63 | 0 | 0 | 0 | 0
Cooling | 4.26 | 0 | 0 | 0 | 0 | 0
Interior Lighting | 545.05 | 0 | 0 | 0 | 0 | 0
Exterior Lighting | 96.23 | 0 | 0 | 0 | 0 | 0
Interior Equipment | 104.42 | 0 | 0 | 0 | 0 | 0
Exterior Equipment | 0 | 0 | 0 | 0 | 0 | 0
Fans | 40.91 | 0 | 0 | 0 | 0 | 0
Pumps | 0 | 0 | 0 | 0 | 0 | 0
Heat Rejection | 0 | 0 | 0 | 0 | 0 | 0
Humidification | 0 | 0 | 0 | 0 | 0 | 0
Heat Recovery | 0 | 0 | 0 | 0 | 0 | 0
Water Systems | 0 | 0 | 0 | 0 | 0 | 0
Refrigeration | 0 | 0 | 0 | 0 | 0 | 0
Generators | 0 | 0 | 0 | 0 | 0 | 0
Total End Uses | 790.87 | 9.63 | 0 | 0 | 0 | 0
| Electricity (GJ) | Percent Electricity (%)
Fuel-Fired Power Generation | 0 | 0
High Temperature Geothermal* | 0 | 0
Photovoltaic Power | 0 | 0
Wind Power* | 0 | 0
Net Decrease in On-Site Storage | 0 | 0
Total On-Site Electric Sources | 0 | 0
Electricity Coming From Utility | 790.87 | 100
Surplus Electricity Going To Utility | 0 | 0
Net Electricity From Utility | 790.87 | 100
Total On-Site and Utility Electric Sources | 790.87 | 100
Total Electricity End Uses | 790.87 | 100
| Construction | Reflectance | U-Factor with Film (W/m2-K) | U-Factor no Film (W/m2-K) | Gross Area (m2) | Azimuth (deg) | Tilt (deg) | Cardinal Direction
OFFICE_WALL_SOUTH | EXT-WALLS | 0.8 | 0.641 | 0.71 | 110.54 | 180 | 90 | S
OFFICE_WALL_EAST | EXT-WALLS | 0.8 | 0.641 | 0.71 | 39.02 | 90 | 90 | E
OFFICE_WALL_NORTH | EXT-WALLS | 0.8 | 0.641 | 0.71 | 110.54 | 0 | 90 | N
OFFICE_WALL_WEST | EXT-WALLS | 0.8 | 0.641 | 0.71 | 39.02 | 270 | 90 | W
OFFICE_FLOOR | EXT-SLAB | 0.3 | 1.627 | 2.69 | 236.88 | 0 | 180
FINESTORAGE_WALL_SOUTH_1 | EXT-WALLS | 0.8 | 0.641 | 0.71 | 169.07 | 180 | 90 | S
FINESTORAGE_WALL_EAST | EXT-WALLS | 0.8 | 0.641 | 0.71 | 260.1 | 90 | 90 | E
FINESTORAGE_WALL_NORTH | INT-WALLS | 0.3 | 3.242 | 6.3 | 390.16 | 0 | 90 | N
FINESTORAGE_WALL_WEST_1 | EXT-WALLS | 0.8 | 0.641 | 0.71 | 182.07 | 270 | 90 | W
FINE STORAGE OFFICE_WALL_SOUTH | EXT-WALLS | 0.8 | 0.641 | 0.71 | 110.54 | 180 | 90 | S
FINE STORAGE OFFICE_WALL_WEST | EXT-WALLS | 0.8 | 0.641 | 0.71 | 39.02 | 270 | 90 | W
FINESTORAGE_FLOOR | EXT-SLAB | 0.3 | 1.627 | 2.69 | 1156.53 | 0 | 180
FINESTORAGE_CEILING | ROOFS | 0.3 | 0.369 | 0.4 | 1393.41 | 0 | 0
BULKSTORAGE_WALL_EAST | EXT-WALLS | 0.8 | 0.641 | 0.71 | 598.24 | 90 | 90 | E
BULKSTORAGE_WALL_NORTH | EXT-WALLS | 0.8 | 0.641 | 0.71 | 390.16 | 0 | 90 | N
BULKSTORAGE_WALL_WEST | EXT-WALLS | 0.8 | 0.641 | 0.71 | 598.24 | 270 | 90 | W
BULKSTORAGE_FLOOR | EXT-SLAB | 0.3 | 1.627 | 2.69 | 3204.84 | 0 | 180
BULKSTORAGE_CEILING | ROOFS | 0.3 | 0.369 | 0.4 | 3204.84 | 180 | 0
| Construction | Area of Opening (m2) | U-Factor | SHGC | Visible Transmittance | Shade Control | Parent Surface
OFFICE_WALL_SOUTH WINDOW 1 | WINDOW_SOUTH | 5.58 | 3.24 | 0.39 | 0.495 | No | OFFICE_WALL_SOUTH
OFFICE_WALL_SOUTH WINDOW2 | WINDOW_SOUTH | 5.58 | 3.24 | 0.39 | 0.495 | No | OFFICE_WALL_SOUTH
OFFICE_WALL_WEST WINDOW1 | WINDOW_WEST | 3.25 | 3.24 | 0.39 | 0.495 | No | OFFICE_WALL_WEST
OFFICE_WALL_WEST WINDOW2 | WINDOW_WEST | 3.25 | 3.24 | 0.39 | 0.495 | No | OFFICE_WALL_WEST
| Type | Nominal Capacity (W) | Nominal Efficiency (W/W)
FURNACE_PACU_CAV_1:1_UNITARY_PACKAGE_COOLCOIL | Coil:Cooling:DX:SingleSpeed | 11454.21 | 3.69
FURNACE_PACU_CAV_2:2_UNITARY_PACKAGE_COOLCOIL | Coil:Cooling:DX:SingleSpeed | 29258.57 | 3.69
| Type | Total Efficiency (W/W) | Delta Pressure (pa) | Max Flow Rate (m3/s) | Rated Power (W) | Motor Heat In Air Fraction | End Use
BULKSTORAGE UNIT HEATERFAN | Fan:ConstantVolume | 0.03 | 50 | 37.76 | 71598.98 | 1 | Unit Heater Fans
FURNACE_PACU_CAV_1:1_UNITARY_PACKAGE_FAN | Fan:OnOff | 0.35 | 500 | 0.69 | 988.5 | 1 | General
FURNACE_PACU_CAV_2:2_UNITARY_PACKAGE_FAN | Fan:OnOff | 0.35 | 500 | 1.75 | 2499.09 | 1 | General
Nominal Capacity [W]
BULKSTORAGE UNIT HEATER COIL | 1847726.18
FURNACE_PACU_CAV_1:1_UNITARY_PACKAGE_HEATCOIL | 13864.99
FURNACE_PACU_CAV_2:2_UNITARY_PACKAGE_HEATCOIL | 26250.22
| CO2:FACILITY [kg] | NOX:FACILITY [kg] | SO2:FACILITY [kg] | PM:FACILITY [kg] | HG:FACILITY [kg] | WATERENVIRONMENTALFACTORS:FACILITY [L] | CARBON EQUIVALENT:FACILITY [kg]
January | 6004.4498 | 5.1462 | 54.6095 | 0 | 0 | 329500.5144 | 2244.7616
February | 5340.6325 | 4.575 | 48.979 | 0 | 0 | 295529.0258 | 1997.835
March | 6127.7218 | 5.2471 | 56.5929 | 0 | 0 | 341470.8316 | 2293.4775
April | 5496.2452 | 4.7049 | 51.02 | 0 | 0 | 307845.7375 | 2057.9197
May | 5813.2901 | 4.9754 | 54.1223 | 0 | 0 | 326565.3872 | 2177.1146
June | 5718.3321 | 4.8938 | 53.3001 | 0 | 0 | 321604.2632 | 2141.7408
July | 5512.1791 | 4.7172 | 51.404 | 0 | 0 | 310163.7708 | 2064.6061
August | 6053.0883 | 5.1801 | 56.4488 | 0 | 0 | 340602.9726 | 2267.207
September | 5545.2865 | 4.7456 | 51.7078 | 0 | 0 | 311996.6703 | 2076.9914
October | 5806.912 | 4.9698 | 54.0869 | 0 | 0 | 326351.8647 | 2174.7991
November | 5772.3616 | 4.9413 | 53.5712 | 0 | 0 | 323239.2698 | 2161.2676
December | 5856.2323 | 5.0183 | 53.4225 | 0 | 0 | 322338.9347 | 2189.8418
Annual Sum or Average | 69046.7312 | 59.1146 | 639.2651 | 0 | 0.0003 | 3857209.2425 | 25847.5622
Minimum of Months | 5340.6325 | 4.575 | 48.979 | 0 | 0 | 295529.0258 | 1997.835
Maximum of Months | 6127.7218 | 5.2471 | 56.5929 | 0 | 0 | 341470.8316 | 2293.4775
| ELECTRICITY:FACILITY [J] | ELECTRICITY:FACILITY {Maximum}[W] | ELECTRICITY:FACILITY {TIMESTAMP} | INTERIORLIGHTS:ELECTRICITY {AT MAX/MIN} [W] | INTERIOREQUIPMENT:ELECTRICITY {AT MAX/MIN} [W] | FANS:ELECTRICITY {AT MAX/MIN} [W] | HEATING:ELECTRICITY {AT MAX/MIN} [W] | COOLING:ELECTRICITY {AT MAX/MIN} [W] | EXTERIORLIGHTS:ELECTRICITY {AT MAX/MIN} [W] | PUMPS:ELECTRICITY [Invalid/Undefined] | HEATREJECTION:ELECTRICITY [Invalid/Undefined] | EXTERIOREQUIPMENT:ELECTRICITY [Invalid/Undefined] | HUMIDIFICATION:ELECTRICITY [Invalid/Undefined] | HEATRECOVERY:ELECTRICITY [Invalid/Undefined] | WATERSYSTEMS:ELECTRICITY [Invalid/Undefined] | REFRIGERATION:ELECTRICITY [Invalid/Undefined] | GENERATORS:ELECTRICITY [Invalid/Undefined] | ELECTRICITYPRODUCED:FACILITY [Invalid/Undefined]
January | 67560000000 | 68047.651 | 02-JAN-16:00 | 49331.035 | 9104.406 | 3487.585 | 0 | 0 | 6124.624 | 0 | 0 | 0 | 0 | 0 | 0 | 0 | 0 | 0
February | 60594600000 | 62910.668 | 13-FEB-14:50 | 49331.035 | 9104.406 | 3487.585 | 0 | 987.641 | 0 | 0 | 0 | 0 | 0 | 0 | 0 | 0 | 0 | 0
March | 70014300000 | 63219.499 | 31-MAR-14:00 | 49331.035 | 9104.406 | 3487.585 | 0 | 1296.472 | 0 | 0 | 0 | 0 | 0 | 0 | 0 | 0 | 0 | 0
April | 63119900000 | 63314.087 | 11-APR-15:00 | 49331.035 | 9104.406 | 3487.585 | 0 | 1391.06 | 0 | 0 | 0 | 0 | 0 | 0 | 0 | 0 | 0 | 0
May | 66958200000 | 64620.496 | 30-MAY-15:00 | 49331.035 | 9104.406 | 3487.585 | 0 | 2697.47 | 0 | 0 | 0 | 0 | 0 | 0 | 0 | 0 | 0 | 0
June | 65941000000 | 65583.54 | 30-JUN-15:00 | 49331.035 | 9104.406 | 3487.585 | 0 | 3660.514 | 0 | 0 | 0 | 0 | 0 | 0 | 0 | 0 | 0 | 0
July | 63595200000 | 67161.221 | 10-JUL-15:00 | 49331.035 | 9104.406 | 3487.585 | 0 | 5238.194 | 0 | 0 | 0 | 0 | 0 | 0 | 0 | 0 | 0 | 0
August | 69836400000 | 68697.567 | 08-AUG-14:00 | 49331.035 | 9104.406 | 3487.585 | 0 | 6774.541 | 0 | 0 | 0 | 0 | 0 | 0 | 0 | 0 | 0 | 0
September | 63971000000 | 68076.752 | 25-SEP-13:39 | 49331.035 | 9104.406 | 3487.585 | 0 | 6153.725 | 0 | 0 | 0 | 0 | 0 | 0 | 0 | 0 | 0 | 0
October | 66914400000 | 68715 | 31-OCT-16:00 | 49331.035 | 9104.406 | 3487.585 | 0 | 667.349 | 6124.624 | 0 | 0 | 0 | 0 | 0 | 0 | 0 | 0 | 0
November | 66276200000 | 68779.989 | 09-NOV-16:00 | 49331.035 | 9104.406 | 3487.585 | 0 | 732.338 | 6124.624 | 0 | 0 | 0 | 0 | 0 | 0 | 0 | 0 | 0
December | 66091600000 | 68693.953 | 19-DEC-16:49 | 49331.035 | 9104.406 | 3487.585 | 0 | 646.303 | 6124.624 | 0 | 0 | 0 | 0 | 0 | 0 | 0 | 0 | 0
Annual Sum or Average | 790873000000 | [8 empty] | 0 | 0 | 0 | 0 | 0 | 0 | 0 | 0 | 0
Minimum of Months | 60594600000 | 62910.668 |  | 49331.035 | 9104.406 | 3487.585 | 0 | 0 | 0 | 0 | 0 | 0 | 0 | 0 | 0 | 0 | 0 | 0
Maximum of Months | 70014300000 | 68779.989 |  | 49331.035 | 9104.406 | 3487.585 | 0 | 6774.541 | 6124.624 | 0 | 0 | 0 | 0 | 0 | 0 | 0 | 0 | 0
| Electric | Gas | Other | Total
Cost ($) | 29787.13 | 85.17 | 0 | 29872.3
Cost per Total Building Area ($/m2) | 6.16 | 0.02 | 0 | 6.18
Cost per Net Conditioned Building Area ($/m2) | 6.16 | 0.02 | 0 | 6.18
6-lasvegas
| Total Energy (GJ) | Energy Per Total Building Area (MJ/m2) | Energy Per Conditioned Building Area (MJ/m2)
Total Site Energy | 998.51 | 206.51 | 206.51
Net Site Energy | 998.51 | 206.51 | 206.51
Total Source Energy | 3401.3 | 703.46 | 703.46
Net Source Energy | 3401.3 | 703.46 | 703.46
Area (m2)
Total Building Area | 4835.13
Net Conditioned Building Area | 4835.13
| Electricity (GJ) | Natural Gas (GJ) | Other Fuel (GJ) | District Cooling (GJ) | District Heating (GJ) | Water (m3)
Heating | 0 | 68.56 | 0 | 0 | 0 | 0
Cooling | 65.45 | 0 | 0 | 0 | 0 | 0
Interior Lighting | 545.05 | 0 | 0 | 0 | 0 | 0
Exterior Lighting | 96.21 | 0 | 0 | 0 | 0 | 0
Interior Equipment | 104.42 | 0 | 0 | 0 | 0 | 0
Exterior Equipment | 0 | 0 | 0 | 0 | 0 | 0
Fans | 118.81 | 0 | 0 | 0 | 0 | 0
Pumps | 0 | 0 | 0 | 0 | 0 | 0
Heat Rejection | 0 | 0 | 0 | 0 | 0 | 0
Humidification | 0 | 0 | 0 | 0 | 0 | 0
Heat Recovery | 0 | 0 | 0 | 0 | 0 | 0
Water Systems | 0 | 0 | 0 | 0 | 0 | 0
Refrigeration | 0 | 0 | 0 | 0 | 0 | 0
Generators | 0 | 0 | 0 | 0 | 0 | 0
Total End Uses | 929.95 | 68.56 | 0 | 0 | 0 | 0
| Electricity (GJ) | Percent Electricity (%)
Fuel-Fired Power Generation | 0 | 0
High Temperature Geothermal* | 0 | 0
Photovoltaic Power | 0 | 0
Wind Power* | 0 | 0
Net Decrease in On-Site Storage | 0 | 0
Total On-Site Electric Sources | 0 | 0
Electricity Coming From Utility | 929.95 | 100
Surplus Electricity Going To Utility | 0 | 0
Net Electricity From Utility | 929.95 | 100
Total On-Site and Utility Electric Sources | 929.95 | 100
Total Electricity End Uses | 929.95 | 100
| Construction | Reflectance | U-Factor with Film (W/m2-K) | U-Factor no Film (W/m2-K) | Gross Area (m2) | Azimuth (deg) | Tilt (deg) | Cardinal Direction
OFFICE_WALL_SOUTH | EXT-WALLS | 0.8 | 0.641 | 0.71 | 110.54 | 180 | 90 | S
OFFICE_WALL_EAST | EXT-WALLS | 0.8 | 0.641 | 0.71 | 39.02 | 90 | 90 | E
OFFICE_WALL_NORTH | EXT-WALLS | 0.8 | 0.641 | 0.71 | 110.54 | 0 | 90 | N
OFFICE_WALL_WEST | EXT-WALLS | 0.8 | 0.641 | 0.71 | 39.02 | 270 | 90 | W
OFFICE_FLOOR | EXT-SLAB | 0.3 | 1.627 | 2.69 | 236.88 | 0 | 180
FINESTORAGE_WALL_SOUTH_1 | EXT-WALLS | 0.8 | 0.641 | 0.71 | 169.07 | 180 | 90 | S
FINESTORAGE_WALL_EAST | EXT-WALLS | 0.8 | 0.641 | 0.71 | 260.1 | 90 | 90 | E
FINESTORAGE_WALL_NORTH | INT-WALLS | 0.3 | 3.242 | 6.3 | 390.16 | 0 | 90 | N
FINESTORAGE_WALL_WEST_1 | EXT-WALLS | 0.8 | 0.641 | 0.71 | 182.07 | 270 | 90 | W
FINE STORAGE OFFICE_WALL_SOUTH | EXT-WALLS | 0.8 | 0.641 | 0.71 | 110.54 | 180 | 90 | S
FINE STORAGE OFFICE_WALL_WEST | EXT-WALLS | 0.8 | 0.641 | 0.71 | 39.02 | 270 | 90 | W
FINESTORAGE_FLOOR | EXT-SLAB | 0.3 | 1.627 | 2.69 | 1156.53 | 0 | 180
FINESTORAGE_CEILING | ROOFS | 0.3 | 0.369 | 0.4 | 1393.41 | 0 | 0
BULKSTORAGE_WALL_EAST | EXT-WALLS | 0.8 | 0.641 | 0.71 | 598.24 | 90 | 90 | E
BULKSTORAGE_WALL_NORTH | EXT-WALLS | 0.8 | 0.641 | 0.71 | 390.16 | 0 | 90 | N
BULKSTORAGE_WALL_WEST | EXT-WALLS | 0.8 | 0.641 | 0.71 | 598.24 | 270 | 90 | W
BULKSTORAGE_FLOOR | EXT-SLAB | 0.3 | 1.627 | 2.69 | 3204.84 | 0 | 180
BULKSTORAGE_CEILING | ROOFS | 0.3 | 0.369 | 0.4 | 3204.84 | 180 | 0
| Construction | Area of Opening (m2) | U-Factor | SHGC | Visible Transmittance | Shade Control | Parent Surface
OFFICE_WALL_SOUTH WINDOW 1 | WINDOW_SOUTH | 5.58 | 3.24 | 0.39 | 0.495 | No | OFFICE_WALL_SOUTH
OFFICE_WALL_SOUTH WINDOW2 | WINDOW_SOUTH | 5.58 | 3.24 | 0.39 | 0.495 | No | OFFICE_WALL_SOUTH
OFFICE_WALL_WEST WINDOW1 | WINDOW_WEST | 3.25 | 3.24 | 0.39 | 0.495 | No | OFFICE_WALL_WEST
OFFICE_WALL_WEST WINDOW2 | WINDOW_WEST | 3.25 | 3.24 | 0.39 | 0.495 | No | OFFICE_WALL_WEST
| Type | Nominal Capacity (W) | Nominal Efficiency (W/W)
FURNACE_PACU_CAV_1:1_UNITARY_PACKAGE_COOLCOIL | Coil:Cooling:DX:SingleSpeed | 18821.98 | 3.69
FURNACE_PACU_CAV_2:2_UNITARY_PACKAGE_COOLCOIL | Coil:Cooling:DX:SingleSpeed | 75642.52 | 3.69
| Type | Total Efficiency (W/W) | Delta Pressure (pa) | Max Flow Rate (m3/s) | Rated Power (W) | Motor Heat In Air Fraction | End Use
BULKSTORAGE UNIT HEATERFAN | Fan:ConstantVolume | 0.03 | 50 | 37.76 | 71598.98 | 1 | Unit Heater Fans
FURNACE_PACU_CAV_1:1_UNITARY_PACKAGE_FAN | Fan:OnOff | 0.35 | 500 | 1.14 | 1624.34 | 1 | General
FURNACE_PACU_CAV_2:2_UNITARY_PACKAGE_FAN | Fan:OnOff | 0.35 | 500 | 4.49 | 6409.1 | 1 | General
Nominal Capacity [W]
BULKSTORAGE UNIT HEATER COIL | 1713316.67
FURNACE_PACU_CAV_1:1_UNITARY_PACKAGE_HEATCOIL | 20713.72
FURNACE_PACU_CAV_2:2_UNITARY_PACKAGE_HEATCOIL | 53479.85
| CO2:FACILITY [kg] | NOX:FACILITY [kg] | SO2:FACILITY [kg] | PM:FACILITY [kg] | HG:FACILITY [kg] | WATERENVIRONMENTALFACTORS:FACILITY [L] | CARBON EQUIVALENT:FACILITY [kg]
January | 18505.5391 | 29.2404 | 117.0209 | 0 | 0.0002 | 583576.4715 | 7698.0574
February | 14958.7798 | 24.2975 | 100.8079 | 0 | 0.0002 | 502748.4233 | 6291.3802
March | 17210.4638 | 27.9592 | 116.0226 | 0 | 0.0002 | 578627.4738 | 7238.8444
April | 15249.106 | 24.9979 | 104.9159 | 0 | 0.0002 | 523243.8731 | 6437.2768
May | 17011.2982 | 27.8943 | 117.1111 | 0 | 0.0002 | 584064.8902 | 7181.9568
June | 19564.712 | 32.0847 | 134.7223 | 0 | 0.0003 | 671897.0872 | 8260.3382
July | 19929.9051 | 32.6836 | 137.237 | 0 | 0.0003 | 684438.6562 | 8414.5249
August | 20688.1313 | 33.927 | 142.4582 | 0 | 0.0003 | 710477.8841 | 8734.6526
September | 17076.3269 | 28.0039 | 117.5873 | 0 | 0.0002 | 586440.2371 | 7209.7272
October | 16067.9511 | 26.3417 | 110.5626 | 0 | 0.0002 | 551405.8081 | 6783.0887
November | 16054.0228 | 26.1646 | 109.0168 | 0 | 0.0002 | 543690.9531 | 6761.1749
December | 17611.9415 | 28.0575 | 113.5226 | 0 | 0.0002 | 566139.1884 | 7350.1338
Annual Sum or Average | 209928.1776 | 341.6523 | 1420.9851 | 0 | 0.0027 | 7086750.946 | 88361.1562
Minimum of Months | 14958.7798 | 24.2975 | 100.8079 | 0 | 0.0002 | 502748.4233 | 6291.3802
Maximum of Months | 20688.1313 | 33.927 | 142.4582 | 0 | 0.0003 | 710477.8841 | 8734.6526
| ELECTRICITY:FACILITY [J] | ELECTRICITY:FACILITY {Maximum}[W] | ELECTRICITY:FACILITY {TIMESTAMP} | INTERIORLIGHTS:ELECTRICITY {AT MAX/MIN} [W] | INTERIOREQUIPMENT:ELECTRICITY {AT MAX/MIN} [W] | FANS:ELECTRICITY {AT MAX/MIN} [W] | HEATING:ELECTRICITY {AT MAX/MIN} [W] | COOLING:ELECTRICITY {AT MAX/MIN} [W] | EXTERIORLIGHTS:ELECTRICITY {AT MAX/MIN} [W] | PUMPS:ELECTRICITY [Invalid/Undefined] | HEATREJECTION:ELECTRICITY [Invalid/Undefined] | EXTERIOREQUIPMENT:ELECTRICITY [Invalid/Undefined] | HUMIDIFICATION:ELECTRICITY [Invalid/Undefined] | HEATRECOVERY:ELECTRICITY [Invalid/Undefined] | WATERSYSTEMS:ELECTRICITY [Invalid/Undefined] | REFRIGERATION:ELECTRICITY [Invalid/Undefined] | GENERATORS:ELECTRICITY [Invalid/Undefined] | ELECTRICITYPRODUCED:FACILITY [Invalid/Undefined]
January | 76579300000 | 73189.127 | 18-JAN-16:00 | 49331.035 | 9104.406 | 8033.44 | 0 | 595.62 | 6124.624 | 0 | 0 | 0 | 0 | 0 | 0 | 0 | 0 | 0
February | 65972700000 | 67522.165 | 27-FEB-15:50 | 49331.035 | 9104.406 | 8033.44 | 0 | 1053.283 | 0 | 0 | 0 | 0 | 0 | 0 | 0 | 0 | 0 | 0
March | 75929800000 | 68010.354 | 31-MAR-14:00 | 49331.035 | 9104.406 | 8033.44 | 0 | 1541.472 | 0 | 0 | 0 | 0 | 0 | 0 | 0 | 0 | 0 | 0
April | 68662200000 | 78887.754 | 21-APR-15:00 | 49331.035 | 9104.406 | 8033.44 | 0 | 12418.872 | 0 | 0 | 0 | 0 | 0 | 0 | 0 | 0 | 0 | 0
May | 76643400000 | 84634.385 | 31-MAY-15:00 | 49331.035 | 9104.406 | 8033.44 | 0 | 18165.503 | 0 | 0 | 0 | 0 | 0 | 0 | 0 | 0 | 0 | 0
June | 88169000000 | 93209.056 | 27-JUN-15:00 | 49331.035 | 9104.406 | 8033.44 | 0 | 26740.174 | 0 | 0 | 0 | 0 | 0 | 0 | 0 | 0 | 0 | 0
July | 89814800000 | 92681.796 | 24-JUL-15:00 | 49331.035 | 9104.406 | 8033.44 | 0 | 26212.914 | 0 | 0 | 0 | 0 | 0 | 0 | 0 | 0 | 0 | 0
August | 93231800000 | 91089.294 | 04-AUG-15:00 | 49331.035 | 9104.406 | 8033.44 | 0 | 24620.412 | 0 | 0 | 0 | 0 | 0 | 0 | 0 | 0 | 0 | 0
September | 76955100000 | 89712.394 | 01-SEP-14:00 | 49331.035 | 9104.406 | 8033.44 | 0 | 23243.512 | 0 | 0 | 0 | 0 | 0 | 0 | 0 | 0 | 0 | 0
October | 72357700000 | 77942.641 | 06-OCT-14:30 | 49331.035 | 9104.406 | 8033.44 | 0 | 11473.759 | 0 | 0 | 0 | 0 | 0 | 0 | 0 | 0 | 0 | 0
November | 71345300000 | 73480.59 | 10-NOV-16:40 | 49331.035 | 9104.406 | 8033.44 | 0 | 887.084 | 6124.624 | 0 | 0 | 0 | 0 | 0 | 0 | 0 | 0 | 0
December | 74291100000 | 73236.833 | 05-DEC-16:30 | 49331.035 | 9104.406 | 8033.44 | 0 | 643.326 | 6124.624 | 0 | 0 | 0 | 0 | 0 | 0 | 0 | 0 | 0
Annual Sum or Average | 929952000000 | [8 empty] | 0 | 0 | 0 | 0 | 0 | 0 | 0 | 0 | 0
Minimum of Months | 65972700000 | 67522.165 |  | 49331.035 | 9104.406 | 8033.44 | 0 | 595.62 | 0 | 0 | 0 | 0 | 0 | 0 | 0 | 0 | 0 | 0
Maximum of Months | 93231800000 | 93209.056 |  | 49331.035 | 9104.406 | 8033.44 | 0 | 26740.174 | 6124.624 | 0 | 0 | 0 | 0 | 0 | 0 | 0 | 0 | 0
| Electric | Gas | Other | Total
Cost ($) | 26486.45 | 517.13 | 0 | 27003.58
Cost per Total Building Area ($/m2) | 5.48 | 0.11 | 0 | 5.58
Cost per Net Conditioned Building Area ($/m2) | 5.48 | 0.11 | 0 | 5.58
7-sanfrancisco
| Total Energy (GJ) | Energy Per Total Building Area (MJ/m2) | Energy Per Conditioned Building Area (MJ/m2)
Total Site Energy | 839.64 | 173.66 | 173.66
Net Site Energy | 839.64 | 173.66 | 173.66
Total Source Energy | 2486.1 | 514.17 | 514.17
Net Source Energy | 2486.1 | 514.17 | 514.17
Area (m2)
Total Building Area | 4835.13
Net Conditioned Building Area | 4835.13
| Electricity (GJ) | Natural Gas (GJ) | Other Fuel (GJ) | District Cooling (GJ) | District Heating (GJ) | Water (m3)
Heating | 0 | 56.22 | 0 | 0 | 0 | 0
Cooling | 2.06 | 0 | 0 | 0 | 0 | 0
Interior Lighting | 545.05 | 0 | 0 | 0 | 0 | 0
Exterior Lighting | 96.26 | 0 | 0 | 0 | 0 | 0
Interior Equipment | 104.42 | 0 | 0 | 0 | 0 | 0
Exterior Equipment | 0 | 0 | 0 | 0 | 0 | 0
Fans | 35.63 | 0 | 0 | 0 | 0 | 0
Pumps | 0 | 0 | 0 | 0 | 0 | 0
Heat Rejection | 0 | 0 | 0 | 0 | 0 | 0
Humidification | 0 | 0 | 0 | 0 | 0 | 0
Heat Recovery | 0 | 0 | 0 | 0 | 0 | 0
Water Systems | 0 | 0 | 0 | 0 | 0 | 0
Refrigeration | 0 | 0 | 0 | 0 | 0 | 0
Generators | 0 | 0 | 0 | 0 | 0 | 0
Total End Uses | 783.43 | 56.22 | 0 | 0 | 0 | 0
| Electricity (GJ) | Percent Electricity (%)
Fuel-Fired Power Generation | 0 | 0
High Temperature Geothermal* | 0 | 0
Photovoltaic Power | 0 | 0
Wind Power* | 0 | 0
Net Decrease in On-Site Storage | 0 | 0
Total On-Site Electric Sources | 0 | 0
Electricity Coming From Utility | 783.43 | 100
Surplus Electricity Going To Utility | 0 | 0
Net Electricity From Utility | 783.43 | 100
Total On-Site and Utility Electric Sources | 783.43 | 100
Total Electricity End Uses | 783.43 | 100
| Construction | Reflectance | U-Factor with Film (W/m2-K) | U-Factor no Film (W/m2-K) | Gross Area (m2) | Azimuth (deg) | Tilt (deg) | Cardinal Direction
OFFICE_WALL_SOUTH | EXT-WALLS | 0.8 | 0.641 | 0.71 | 110.54 | 180 | 90 | S
OFFICE_WALL_EAST | EXT-WALLS | 0.8 | 0.641 | 0.71 | 39.02 | 90 | 90 | E
OFFICE_WALL_NORTH | EXT-WALLS | 0.8 | 0.641 | 0.71 | 110.54 | 0 | 90 | N
OFFICE_WALL_WEST | EXT-WALLS | 0.8 | 0.641 | 0.71 | 39.02 | 270 | 90 | W
OFFICE_FLOOR | EXT-SLAB | 0.3 | 1.627 | 2.69 | 236.88 | 0 | 180
FINESTORAGE_WALL_SOUTH_1 | EXT-WALLS | 0.8 | 0.641 | 0.71 | 169.07 | 180 | 90 | S
FINESTORAGE_WALL_EAST | EXT-WALLS | 0.8 | 0.641 | 0.71 | 260.1 | 90 | 90 | E
FINESTORAGE_WALL_NORTH | INT-WALLS | 0.3 | 3.242 | 6.3 | 390.16 | 0 | 90 | N
FINESTORAGE_WALL_WEST_1 | EXT-WALLS | 0.8 | 0.641 | 0.71 | 182.07 | 270 | 90 | W
FINE STORAGE OFFICE_WALL_SOUTH | EXT-WALLS | 0.8 | 0.641 | 0.71 | 110.54 | 180 | 90 | S
FINE STORAGE OFFICE_WALL_WEST | EXT-WALLS | 0.8 | 0.641 | 0.71 | 39.02 | 270 | 90 | W
FINESTORAGE_FLOOR | EXT-SLAB | 0.3 | 1.627 | 2.69 | 1156.53 | 0 | 180
FINESTORAGE_CEILING | ROOFS | 0.3 | 0.369 | 0.4 | 1393.41 | 0 | 0
BULKSTORAGE_WALL_EAST | EXT-WALLS | 0.8 | 0.641 | 0.71 | 598.24 | 90 | 90 | E
BULKSTORAGE_WALL_NORTH | EXT-WALLS | 0.8 | 0.641 | 0.71 | 390.16 | 0 | 90 | N
BULKSTORAGE_WALL_WEST | EXT-WALLS | 0.8 | 0.641 | 0.71 | 598.24 | 270 | 90 | W
BULKSTORAGE_FLOOR | EXT-SLAB | 0.3 | 1.627 | 2.69 | 3204.84 | 0 | 180
BULKSTORAGE_CEILING | ROOFS | 0.3 | 0.369 | 0.4 | 3204.84 | 180 | 0
| Construction | Area of Opening (m2) | U-Factor | SHGC | Visible Transmittance | Shade Control | Parent Surface
OFFICE_WALL_SOUTH WINDOW 1 | WINDOW_SOUTH | 5.58 | 6.88 | 0.61 | 0.61 | No | OFFICE_WALL_SOUTH
OFFICE_WALL_SOUTH WINDOW2 | WINDOW_SOUTH | 5.58 | 6.88 | 0.61 | 0.61 | No | OFFICE_WALL_SOUTH
OFFICE_WALL_WEST WINDOW1 | WINDOW_WEST | 3.25 | 6.88 | 0.61 | 0.61 | No | OFFICE_WALL_WEST
OFFICE_WALL_WEST WINDOW2 | WINDOW_WEST | 3.25 | 6.88 | 0.61 | 0.61 | No | OFFICE_WALL_WEST
| Type | Nominal Capacity (W) | Nominal Efficiency (W/W)
FURNACE_PACU_CAV_1:1_UNITARY_PACKAGE_COOLCOIL | Coil:Cooling:DX:SingleSpeed | 13648.1 | 3.69
FURNACE_PACU_CAV_2:2_UNITARY_PACKAGE_COOLCOIL | Coil:Cooling:DX:SingleSpeed | 19681.64 | 3.69
| Type | Total Efficiency (W/W) | Delta Pressure (pa) | Max Flow Rate (m3/s) | Rated Power (W) | Motor Heat In Air Fraction | End Use
BULKSTORAGE UNIT HEATERFAN | Fan:ConstantVolume | 0.03 | 50 | 37.76 | 71598.98 | 1 | Unit Heater Fans
FURNACE_PACU_CAV_1:1_UNITARY_PACKAGE_FAN | Fan:OnOff | 0.35 | 500 | 0.82 | 1177.83 | 1 | General
FURNACE_PACU_CAV_2:2_UNITARY_PACKAGE_FAN | Fan:OnOff | 0.35 | 500 | 1.19 | 1698.53 | 1 | General
Nominal Capacity [W]
BULKSTORAGE UNIT HEATER COIL | 1853652.97
FURNACE_PACU_CAV_1:1_UNITARY_PACKAGE_HEATCOIL | 19170.47
FURNACE_PACU_CAV_2:2_UNITARY_PACKAGE_HEATCOIL | 37809.88
| CO2:FACILITY [kg] | NOX:FACILITY [kg] | SO2:FACILITY [kg] | PM:FACILITY [kg] | HG:FACILITY [kg] | WATERENVIRONMENTALFACTORS:FACILITY [L] | CARBON EQUIVALENT:FACILITY [kg]
January | 6981.91 | 6.0325 | 54.8126 | 0 | 0 | 330696.1062 | 2583.6818
February | 5452.3907 | 4.678 | 48.7027 | 0 | 0 | 293857.0173 | 2035.6715
March | 6340.4073 | 5.4426 | 56.1598 | 0 | 0 | 338849.4992 | 2365.7669
April | 5537.5861 | 4.7457 | 50.4263 | 0 | 0 | 304260.4115 | 2070.4166
May | 5776.127 | 4.9459 | 53.3703 | 0 | 0 | 322026.3677 | 2161.9579
June | 5660.5278 | 4.8457 | 52.5141 | 0 | 0 | 316860.8137 | 2119.3366
July | 5440.5769 | 4.6569 | 50.5609 | 0 | 0 | 305076.0163 | 2037.2522
August | 5951.8292 | 5.0945 | 55.3136 | 0 | 0 | 333753.0776 | 2228.6978
September | 5500.7241 | 4.7084 | 51.1214 | 0 | 0 | 308457.8197 | 2059.7792
October | 5782.0133 | 4.9502 | 53.5529 | 0 | 0 | 323128.5321 | 2164.5523
November | 5877.0785 | 5.0386 | 53.1811 | 0 | 0 | 320881.2 | 2196.3203
December | 6527.3756 | 5.6269 | 53.5432 | 0 | 0 | 323046.9247 | 2422.4939
Annual Sum or Average | 70828.5463 | 60.7659 | 633.2589 | 0 | 0.0003 | 3820893.7862 | 26445.9269
Minimum of Months | 5440.5769 | 4.6569 | 48.7027 | 0 | 0 | 293857.0173 | 2035.6715
Maximum of Months | 6981.91 | 6.0325 | 56.1598 | 0 | 0 | 338849.4992 | 2583.6818
| ELECTRICITY:FACILITY [J] | ELECTRICITY:FACILITY {Maximum}[W] | ELECTRICITY:FACILITY {TIMESTAMP} | INTERIORLIGHTS:ELECTRICITY {AT MAX/MIN} [W] | INTERIOREQUIPMENT:ELECTRICITY {AT MAX/MIN} [W] | FANS:ELECTRICITY {AT MAX/MIN} [W] | HEATING:ELECTRICITY {AT MAX/MIN} [W] | COOLING:ELECTRICITY {AT MAX/MIN} [W] | EXTERIORLIGHTS:ELECTRICITY {AT MAX/MIN} [W] | PUMPS:ELECTRICITY [Invalid/Undefined] | HEATREJECTION:ELECTRICITY [Invalid/Undefined] | EXTERIOREQUIPMENT:ELECTRICITY [Invalid/Undefined] | HUMIDIFICATION:ELECTRICITY [Invalid/Undefined] | HEATRECOVERY:ELECTRICITY [Invalid/Undefined] | WATERSYSTEMS:ELECTRICITY [Invalid/Undefined] | REFRIGERATION:ELECTRICITY [Invalid/Undefined] | GENERATORS:ELECTRICITY [Invalid/Undefined] | ELECTRICITYPRODUCED:FACILITY [Invalid/Undefined]
January | 67805100000 | 67436.422 | 02-JAN-16:00 | 49331.035 | 9104.406 | 2876.356 | 0 | 0 | 6124.624 | 0 | 0 | 0 | 0 | 0 | 0 | 0 | 0 | 0
February | 60251700000 | 62314.116 | 15-FEB-15:00 | 49331.035 | 9104.406 | 2876.356 | 0 | 1002.318 | 0 | 0 | 0 | 0 | 0 | 0 | 0 | 0 | 0 | 0
March | 69476900000 | 61886.475 | 01-MAR-14:00 | 49331.035 | 9104.406 | 2876.356 | 0 | 574.677 | 0 | 0 | 0 | 0 | 0 | 0 | 0 | 0 | 0 | 0
April | 62384800000 | 62483.234 | 13-APR-14:00 | 49331.035 | 9104.406 | 2876.356 | 0 | 1171.436 | 0 | 0 | 0 | 0 | 0 | 0 | 0 | 0 | 0 | 0
May | 66027500000 | 62530.792 | 17-MAY-14:30 | 49331.035 | 9104.406 | 2876.356 | 0 | 1218.994 | 0 | 0 | 0 | 0 | 0 | 0 | 0 | 0 | 0 | 0
June | 64968400000 | 64391.937 | 16-JUN-15:00 | 49331.035 | 9104.406 | 2876.356 | 0 | 3080.139 | 0 | 0 | 0 | 0 | 0 | 0 | 0 | 0 | 0 | 0
July | 62552000000 | 67341.299 | 03-JUL-13:39 | 49331.035 | 9104.406 | 2876.356 | 0 | 6029.501 | 0 | 0 | 0 | 0 | 0 | 0 | 0 | 0 | 0 | 0
August | 68431900000 | 62850.653 | 15-AUG-13:09 | 49331.035 | 9104.406 | 2876.356 | 0 | 1538.855 | 0 | 0 | 0 | 0 | 0 | 0 | 0 | 0 | 0 | 0
September | 63245400000 | 69299.689 | 28-SEP-15:20 | 49331.035 | 9104.406 | 2876.356 | 0 | 7987.891 | 0 | 0 | 0 | 0 | 0 | 0 | 0 | 0 | 0 | 0
October | 66253500000 | 62731.176 | 13-OCT-14:00 | 49331.035 | 9104.406 | 2876.356 | 0 | 1419.378 | 0 | 0 | 0 | 0 | 0 | 0 | 0 | 0 | 0 | 0
November | 65792700000 | 67436.422 | 10-NOV-16:00 | 49331.035 | 9104.406 | 2876.356 | 0 | 0 | 6124.624 | 0 | 0 | 0 | 0 | 0 | 0 | 0 | 0 | 0
December | 66236800000 | 67436.422 | 01-DEC-16:49 | 49331.035 | 9104.406 | 2876.356 | 0 | 0 | 6124.624 | 0 | 0 | 0 | 0 | 0 | 0 | 0 | 0 | 0
Annual Sum or Average | 783427000000 | [8 empty] | 0 | 0 | 0 | 0 | 0 | 0 | 0 | 0 | 0
Minimum of Months | 60251700000 | 61886.475 |  | 49331.035 | 9104.406 | 2876.356 | 0 | 0 | 0 | 0 | 0 | 0 | 0 | 0 | 0 | 0 | 0 | 0
Maximum of Months | 69476900000 | 69299.689 |  | 49331.035 | 9104.406 | 2876.356 | 0 | 7987.891 | 6124.624 | 0 | 0 | 0 | 0 | 0 | 0 | 0 | 0 | 0
| Electric | Gas | Other | Total
Cost ($) | 33026.32 | 499.12 | 0 | 33525.44
Cost per Total Building Area ($/m2) | 6.83 | 0.1 | 0 | 6.93
Cost per Net Conditioned Building Area ($/m2) | 6.83 | 0.1 | 0 | 6.93
8-baltimore
| Total Energy (GJ) | Energy Per Total Building Area (MJ/m2) | Energy Per Conditioned Building Area (MJ/m2)
Total Site Energy | 1161.65 | 240.25 | 240.25
Net Site Energy | 1161.65 | 240.25 | 240.25
Total Source Energy | 3379.65 | 698.98 | 698.98
Net Source Energy | 3379.65 | 698.98 | 698.98
Area (m2)
Total Building Area | 4835.13
Net Conditioned Building Area | 4835.13
| Electricity (GJ) | Natural Gas (GJ) | Other Fuel (GJ) | District Cooling (GJ) | District Heating (GJ) | Water (m3)
Heating | 0 | 311.76 | 0 | 0 | 0 | 0
Cooling | 17.75 | 0 | 0 | 0 | 0 | 0
Interior Lighting | 545.05 | 0 | 0 | 0 | 0 | 0
Exterior Lighting | 96.2 | 0 | 0 | 0 | 0 | 0
Interior Equipment | 104.42 | 0 | 0 | 0 | 0 | 0
Exterior Equipment | 0 | 0 | 0 | 0 | 0 | 0
Fans | 86.46 | 0 | 0 | 0 | 0 | 0
Pumps | 0 | 0 | 0 | 0 | 0 | 0
Heat Rejection | 0 | 0 | 0 | 0 | 0 | 0
Humidification | 0 | 0 | 0 | 0 | 0 | 0
Heat Recovery | 0 | 0 | 0 | 0 | 0 | 0
Water Systems | 0 | 0 | 0 | 0 | 0 | 0
Refrigeration | 0 | 0 | 0 | 0 | 0 | 0
Generators | 0 | 0 | 0 | 0 | 0 | 0
Total End Uses | 849.89 | 311.76 | 0 | 0 | 0 | 0
| Electricity (GJ) | Percent Electricity (%)
Fuel-Fired Power Generation | 0 | 0
High Temperature Geothermal* | 0 | 0
Photovoltaic Power | 0 | 0
Wind Power* | 0 | 0
Net Decrease in On-Site Storage | 0 | 0
Total On-Site Electric Sources | 0 | 0
Electricity Coming From Utility | 849.89 | 100
Surplus Electricity Going To Utility | 0 | 0
Net Electricity From Utility | 849.89 | 100
Total On-Site and Utility Electric Sources | 849.89 | 100
Total Electricity End Uses | 849.89 | 100
| Construction | Reflectance | U-Factor with Film (W/m2-K) | U-Factor no Film (W/m2-K) | Gross Area (m2) | Azimuth (deg) | Tilt (deg) | Cardinal Direction
OFFICE_WALL_SOUTH | EXT-WALLS | 0.8 | 0.641 | 0.71 | 110.54 | 180 | 90 | S
OFFICE_WALL_EAST | EXT-WALLS | 0.8 | 0.641 | 0.71 | 39.02 | 90 | 90 | E
OFFICE_WALL_NORTH | EXT-WALLS | 0.8 | 0.641 | 0.71 | 110.54 | 0 | 90 | N
OFFICE_WALL_WEST | EXT-WALLS | 0.8 | 0.641 | 0.71 | 39.02 | 270 | 90 | W
OFFICE_FLOOR | EXT-SLAB | 0.3 | 1.627 | 2.69 | 236.88 | 0 | 180
FINESTORAGE_WALL_SOUTH_1 | EXT-WALLS | 0.8 | 0.641 | 0.71 | 169.07 | 180 | 90 | S
FINESTORAGE_WALL_EAST | EXT-WALLS | 0.8 | 0.641 | 0.71 | 260.1 | 90 | 90 | E
FINESTORAGE_WALL_NORTH | INT-WALLS | 0.3 | 3.242 | 6.3 | 390.16 | 0 | 90 | N
FINESTORAGE_WALL_WEST_1 | EXT-WALLS | 0.8 | 0.641 | 0.71 | 182.07 | 270 | 90 | W
FINE STORAGE OFFICE_WALL_SOUTH | EXT-WALLS | 0.8 | 0.641 | 0.71 | 110.54 | 180 | 90 | S
FINE STORAGE OFFICE_WALL_WEST | EXT-WALLS | 0.8 | 0.641 | 0.71 | 39.02 | 270 | 90 | W
FINESTORAGE_FLOOR | EXT-SLAB | 0.3 | 1.627 | 2.69 | 1156.53 | 0 | 180
FINESTORAGE_CEILING | ROOFS | 0.3 | 0.369 | 0.4 | 1393.41 | 0 | 0
BULKSTORAGE_WALL_EAST | EXT-WALLS | 0.8 | 0.641 | 0.71 | 598.24 | 90 | 90 | E
BULKSTORAGE_WALL_NORTH | EXT-WALLS | 0.8 | 0.641 | 0.71 | 390.16 | 0 | 90 | N
BULKSTORAGE_WALL_WEST | EXT-WALLS | 0.8 | 0.641 | 0.71 | 598.24 | 270 | 90 | W
BULKSTORAGE_FLOOR | EXT-SLAB | 0.3 | 1.627 | 2.69 | 3204.84 | 0 | 180
BULKSTORAGE_CEILING | ROOFS | 0.3 | 0.369 | 0.4 | 3204.84 | 180 | 0
| Construction | Area of Opening (m2) | U-Factor | SHGC | Visible Transmittance | Shade Control | Parent Surface
OFFICE_WALL_SOUTH WINDOW 1 | WINDOW_SOUTH | 5.58 | 3.24 | 0.39 | 0.495 | No | OFFICE_WALL_SOUTH
OFFICE_WALL_SOUTH WINDOW2 | WINDOW_SOUTH | 5.58 | 3.24 | 0.39 | 0.495 | No | OFFICE_WALL_SOUTH
OFFICE_WALL_WEST WINDOW1 | WINDOW_WEST | 3.25 | 3.24 | 0.39 | 0.495 | No | OFFICE_WALL_WEST
OFFICE_WALL_WEST WINDOW2 | WINDOW_WEST | 3.25 | 3.24 | 0.39 | 0.495 | No | OFFICE_WALL_WEST
| Type | Nominal Capacity (W) | Nominal Efficiency (W/W)
FURNACE_PACU_CAV_1:1_UNITARY_PACKAGE_COOLCOIL | Coil:Cooling:DX:SingleSpeed | 17535.85 | 3.69
FURNACE_PACU_CAV_2:2_UNITARY_PACKAGE_COOLCOIL | Coil:Cooling:DX:SingleSpeed | 63799.06 | 3.69
| Type | Total Efficiency (W/W) | Delta Pressure (pa) | Max Flow Rate (m3/s) | Rated Power (W) | Motor Heat In Air Fraction | End Use
BULKSTORAGE UNIT HEATERFAN | Fan:ConstantVolume | 0.03 | 50 | 37.76 | 71598.98 | 1 | Unit Heater Fans
FURNACE_PACU_CAV_1:1_UNITARY_PACKAGE_FAN | Fan:OnOff | 0.35 | 500 | 0.89 | 1265.09 | 1 | General
FURNACE_PACU_CAV_2:2_UNITARY_PACKAGE_FAN | Fan:OnOff | 0.35 | 500 | 2.86 | 4087.87 | 1 | General
Nominal Capacity [W]
BULKSTORAGE UNIT HEATER COIL | 2351661.19
FURNACE_PACU_CAV_1:1_UNITARY_PACKAGE_HEATCOIL | 22532.98
FURNACE_PACU_CAV_2:2_UNITARY_PACKAGE_HEATCOIL | 88158.52
| CO2:FACILITY [kg] | NOX:FACILITY [kg] | SO2:FACILITY [kg] | PM:FACILITY [kg] | HG:FACILITY [kg] | WATERENVIRONMENTALFACTORS:FACILITY [L] | CARBON EQUIVALENT:FACILITY [kg]
January | 17705.559 | 29.8764 | 76.2999 | 0 | 0.0003 | 4743.8743 | 7390.2196
February | 14859.6385 | 25.7885 | 67.9802 | 0 | 0.0003 | 4226.8943 | 6267.6643
March | 14066.0878 | 26.4238 | 75.4616 | 0 | 0.0003 | 4692.8554 | 6116.9627
April | 11347.32 | 22.3024 | 66.3198 | 0 | 0.0003 | 4124.666 | 5024.7939
May | 11584.5104 | 23.1202 | 69.6478 | 0 | 0.0003 | 4331.7527 | 5161.9811
June | 12073.9929 | 24.1399 | 72.8271 | 0 | 0.0003 | 4529.4998 | 5384.0064
July | 11903.5444 | 23.8 | 71.8036 | 0 | 0.0003 | 4465.8427 | 5308.0764
August | 12915.0546 | 25.8223 | 77.9044 | 0 | 0.0003 | 4845.2823 | 5759.1204
September | 11149.0218 | 22.2817 | 67.1989 | 0 | 0.0003 | 4179.4486 | 4970.7333
October | 12098.1161 | 23.7167 | 70.3694 | 0 | 0.0003 | 4376.5065 | 5351.6549
November | 13220.4011 | 24.95 | 71.5589 | 0 | 0.0003 | 4450.1921 | 5759.6999
December | 16185.9939 | 28.1724 | 74.5007 | 0 | 0.0003 | 4632.3658 | 6834.6069
Annual Sum or Average | 159109.2403 | 300.3944 | 861.8723 | 0 | 0.0035 | 53599.1805 | 69329.5199
Minimum of Months | 11149.0218 | 22.2817 | 66.3198 | 0 | 0.0003 | 4124.666 | 4970.7333
Maximum of Months | 17705.559 | 29.8764 | 77.9044 | 0 | 0.0003 | 4845.2823 | 7390.2196
| ELECTRICITY:FACILITY [J] | ELECTRICITY:FACILITY {Maximum}[W] | ELECTRICITY:FACILITY {TIMESTAMP} | INTERIORLIGHTS:ELECTRICITY {AT MAX/MIN} [W] | INTERIOREQUIPMENT:ELECTRICITY {AT MAX/MIN} [W] | FANS:ELECTRICITY {AT MAX/MIN} [W] | HEATING:ELECTRICITY {AT MAX/MIN} [W] | COOLING:ELECTRICITY {AT MAX/MIN} [W] | EXTERIORLIGHTS:ELECTRICITY {AT MAX/MIN} [W] | PUMPS:ELECTRICITY [Invalid/Undefined] | HEATREJECTION:ELECTRICITY [Invalid/Undefined] | EXTERIOREQUIPMENT:ELECTRICITY [Invalid/Undefined] | HUMIDIFICATION:ELECTRICITY [Invalid/Undefined] | HEATRECOVERY:ELECTRICITY [Invalid/Undefined] | WATERSYSTEMS:ELECTRICITY [Invalid/Undefined] | REFRIGERATION:ELECTRICITY [Invalid/Undefined] | GENERATORS:ELECTRICITY [Invalid/Undefined] | ELECTRICITYPRODUCED:FACILITY [Invalid/Undefined]
January | 75220800000 | 103934.849 | 31-JAN-07:30 | 21924.905 | 5058.004 | 76951.941 | 0 | 0 | 0 | 0 | 0 | 0 | 0 | 0 | 0 | 0 | 0 | 0
February | 67023300000 | 63788.405 | 01-FEB-09:09 | 49331.035 | 9104.406 | 5352.963 | 0 | 0 | 0 | 0 | 0 | 0 | 0 | 0 | 0 | 0 | 0 | 0
March | 74411800000 | 64806.791 | 09-MAR-15:00 | 49331.035 | 9104.406 | 5352.963 | 0 | 1018.387 | 0 | 0 | 0 | 0 | 0 | 0 | 0 | 0 | 0 | 0
April | 65402400000 | 65182.671 | 04-APR-14:00 | 49331.035 | 9104.406 | 5352.963 | 0 | 1394.266 | 0 | 0 | 0 | 0 | 0 | 0 | 0 | 0 | 0 | 0
May | 68686000000 | 71430.968 | 15-MAY-15:00 | 49331.035 | 9104.406 | 5352.963 | 0 | 7642.563 | 0 | 0 | 0 | 0 | 0 | 0 | 0 | 0 | 0 | 0
June | 71821600000 | 81664.082 | 30-JUN-15:00 | 49331.035 | 9104.406 | 5352.963 | 0 | 17875.678 | 0 | 0 | 0 | 0 | 0 | 0 | 0 | 0 | 0 | 0
July | 70812200000 | 83894.306 | 25-JUL-13:39 | 49331.035 | 9104.406 | 5352.963 | 0 | 20105.901 | 0 | 0 | 0 | 0 | 0 | 0 | 0 | 0 | 0 | 0
August | 76828800000 | 82820.157 | 04-AUG-15:30 | 49331.035 | 9104.406 | 5352.963 | 0 | 19031.752 | 0 | 0 | 0 | 0 | 0 | 0 | 0 | 0 | 0 | 0
September | 66271000000 | 74812.357 | 08-SEP-15:39 | 49331.035 | 9104.406 | 5352.963 | 0 | 11023.952 | 0 | 0 | 0 | 0 | 0 | 0 | 0 | 0 | 0 | 0
October | 69395700000 | 71157.62 | 03-OCT-14:09 | 49331.035 | 9104.406 | 5352.963 | 0 | 7369.215 | 0 | 0 | 0 | 0 | 0 | 0 | 0 | 0 | 0 | 0
November | 70564000000 | 70415.532 | 06-NOV-16:00 | 49331.035 | 9104.406 | 5352.963 | 0 | 502.503 | 6124.624 | 0 | 0 | 0 | 0 | 0 | 0 | 0 | 0 | 0
December | 73452700000 | 69913.029 | 01-DEC-16:40 | 49331.035 | 9104.406 | 5352.963 | 0 | 0 | 6124.624 | 0 | 0 | 0 | 0 | 0 | 0 | 0 | 0 | 0
Annual Sum or Average | 849890000000 | [8 empty] | 0 | 0 | 0 | 0 | 0 | 0 | 0 | 0 | 0
Minimum of Months | 65402400000 | 63788.405 |  | 21924.905 | 5058.004 | 5352.963 | 0 | 0 | 0 | 0 | 0 | 0 | 0 | 0 | 0 | 0 | 0 | 0
Maximum of Months | 76828800000 | 103934.849 |  | 49331.035 | 9104.406 | 76951.941 | 0 | 20105.901 | 6124.624 | 0 | 0 | 0 | 0 | 0 | 0 | 0 | 0 | 0
| Electric | Gas | Other | Total
Cost ($) | 19048.93 | 3002.89 | 0 | 22051.82
Cost per Total Building Area ($/m2) | 3.94 | 0.62 | 0 | 4.56
Cost per Net Conditioned Building Area ($/m2) | 3.94 | 0.62 | 0 | 4.56
9-albuquerque
| Total Energy (GJ) | Energy Per Total Building Area (MJ/m2) | Energy Per Conditioned Building Area (MJ/m2)
Total Site Energy | 1073.42 | 222 | 222
Net Site Energy | 1073.42 | 222 | 222
Total Source Energy | 3086.76 | 638.4 | 638.4
Net Source Energy | 3086.76 | 638.4 | 638.4
Area (m2)
Total Building Area | 4835.13
Net Conditioned Building Area | 4835.13
| Electricity (GJ) | Natural Gas (GJ) | Other Fuel (GJ) | District Cooling (GJ) | District Heating (GJ) | Water (m3)
Heating | 0 | 213.32 | 0 | 0 | 0 | 0
Cooling | 16.9 | 0 | 0 | 0 | 0 | 0
Interior Lighting | 545.05 | 0 | 0 | 0 | 0 | 0
Exterior Lighting | 96.24 | 0 | 0 | 0 | 0 | 0
Interior Equipment | 104.42 | 0 | 0 | 0 | 0 | 0
Exterior Equipment | 0 | 0 | 0 | 0 | 0 | 0
Fans | 97.49 | 0 | 0 | 0 | 0 | 0
Pumps | 0 | 0 | 0 | 0 | 0 | 0
Heat Rejection | 0 | 0 | 0 | 0 | 0 | 0
Humidification | 0 | 0 | 0 | 0 | 0 | 0
Heat Recovery | 0 | 0 | 0 | 0 | 0 | 0
Water Systems | 0 | 0 | 0 | 0 | 0 | 0
Refrigeration | 0 | 0 | 0 | 0 | 0 | 0
Generators | 0 | 0 | 0 | 0 | 0 | 0
Total End Uses | 860.1 | 213.32 | 0 | 0 | 0 | 0
| Electricity (GJ) | Percent Electricity (%)
Fuel-Fired Power Generation | 0 | 0
High Temperature Geothermal* | 0 | 0
Photovoltaic Power | 0 | 0
Wind Power* | 0 | 0
Net Decrease in On-Site Storage | 0 | 0
Total On-Site Electric Sources | 0 | 0
Electricity Coming From Utility | 860.1 | 100
Surplus Electricity Going To Utility | 0 | 0
Net Electricity From Utility | 860.1 | 100
Total On-Site and Utility Electric Sources | 860.1 | 100
Total Electricity End Uses | 860.1 | 100
| Construction | Reflectance | U-Factor with Film (W/m2-K) | U-Factor no Film (W/m2-K) | Gross Area (m2) | Azimuth (deg) | Tilt (deg) | Cardinal Direction
OFFICE_WALL_SOUTH | EXT-WALLS | 0.8 | 0.641 | 0.71 | 110.54 | 180 | 90 | S
OFFICE_WALL_EAST | EXT-WALLS | 0.8 | 0.641 | 0.71 | 39.02 | 90 | 90 | E
OFFICE_WALL_NORTH | EXT-WALLS | 0.8 | 0.641 | 0.71 | 110.54 | 0 | 90 | N
OFFICE_WALL_WEST | EXT-WALLS | 0.8 | 0.641 | 0.71 | 39.02 | 270 | 90 | W
OFFICE_FLOOR | EXT-SLAB | 0.3 | 1.627 | 2.69 | 236.88 | 0 | 180
FINESTORAGE_WALL_SOUTH_1 | EXT-WALLS | 0.8 | 0.641 | 0.71 | 169.07 | 180 | 90 | S
FINESTORAGE_WALL_EAST | EXT-WALLS | 0.8 | 0.641 | 0.71 | 260.1 | 90 | 90 | E
FINESTORAGE_WALL_NORTH | INT-WALLS | 0.3 | 3.242 | 6.3 | 390.16 | 0 | 90 | N
FINESTORAGE_WALL_WEST_1 | EXT-WALLS | 0.8 | 0.641 | 0.71 | 182.07 | 270 | 90 | W
FINE STORAGE OFFICE_WALL_SOUTH | EXT-WALLS | 0.8 | 0.641 | 0.71 | 110.54 | 180 | 90 | S
FINE STORAGE OFFICE_WALL_WEST | EXT-WALLS | 0.8 | 0.641 | 0.71 | 39.02 | 270 | 90 | W
FINESTORAGE_FLOOR | EXT-SLAB | 0.3 | 1.627 | 2.69 | 1156.53 | 0 | 180
FINESTORAGE_CEILING | ROOFS | 0.3 | 0.369 | 0.4 | 1393.41 | 0 | 0
BULKSTORAGE_WALL_EAST | EXT-WALLS | 0.8 | 0.641 | 0.71 | 598.24 | 90 | 90 | E
BULKSTORAGE_WALL_NORTH | EXT-WALLS | 0.8 | 0.641 | 0.71 | 390.16 | 0 | 90 | N
BULKSTORAGE_WALL_WEST | EXT-WALLS | 0.8 | 0.641 | 0.71 | 598.24 | 270 | 90 | W
BULKSTORAGE_FLOOR | EXT-SLAB | 0.3 | 1.627 | 2.69 | 3204.84 | 0 | 180
BULKSTORAGE_CEILING | ROOFS | 0.3 | 0.369 | 0.4 | 3204.84 | 180 | 0
| Construction | Area of Opening (m2) | U-Factor | SHGC | Visible Transmittance | Shade Control | Parent Surface
OFFICE_WALL_SOUTH WINDOW 1 | WINDOW_SOUTH | 5.58 | 3.24 | 0.39 | 0.495 | No | OFFICE_WALL_SOUTH
OFFICE_WALL_SOUTH WINDOW2 | WINDOW_SOUTH | 5.58 | 3.24 | 0.39 | 0.495 | No | OFFICE_WALL_SOUTH
OFFICE_WALL_WEST WINDOW1 | WINDOW_WEST | 3.25 | 3.24 | 0.39 | 0.495 | No | OFFICE_WALL_WEST
OFFICE_WALL_WEST WINDOW2 | WINDOW_WEST | 3.25 | 3.24 | 0.39 | 0.495 | No | OFFICE_WALL_WEST
| Type | Nominal Capacity (W) | Nominal Efficiency (W/W)
FURNACE_PACU_CAV_1:1_UNITARY_PACKAGE_COOLCOIL | Coil:Cooling:DX:SingleSpeed | 16760.98 | 3.69
FURNACE_PACU_CAV_2:2_UNITARY_PACKAGE_COOLCOIL | Coil:Cooling:DX:SingleSpeed | 55771.74 | 3.69
| Type | Total Efficiency (W/W) | Delta Pressure (pa) | Max Flow Rate (m3/s) | Rated Power (W) | Motor Heat In Air Fraction | End Use
BULKSTORAGE UNIT HEATERFAN | Fan:ConstantVolume | 0.03 | 50 | 37.76 | 71598.98 | 1 | Unit Heater Fans
FURNACE_PACU_CAV_1:1_UNITARY_PACKAGE_FAN | Fan:OnOff | 0.35 | 500 | 1.01 | 1446.47 | 1 | General
FURNACE_PACU_CAV_2:2_UNITARY_PACKAGE_FAN | Fan:OnOff | 0.35 | 500 | 3.37 | 4813.1 | 1 | General
Nominal Capacity [W]
BULKSTORAGE UNIT HEATER COIL | 1868524.02
FURNACE_PACU_CAV_1:1_UNITARY_PACKAGE_HEATCOIL | 20984.99
FURNACE_PACU_CAV_2:2_UNITARY_PACKAGE_HEATCOIL | 74692.12
| CO2:FACILITY [kg] | NOX:FACILITY [kg] | SO2:FACILITY [kg] | PM:FACILITY [kg] | HG:FACILITY [kg] | WATERENVIRONMENTALFACTORS:FACILITY [L] | CARBON EQUIVALENT:FACILITY [kg]
January | 22963.8805 | 37.7883 | 91.8065 | 0 | 0.0004 | 95448.8133 | 9609.8427
February | 19486.5525 | 32.6237 | 80.9224 | 0 | 0.0003 | 84136.9487 | 8209.3536
March | 21027.778 | 35.9079 | 91.1327 | 0 | 0.0004 | 94757.6991 | 8927.6925
April | 17672.3674 | 30.8386 | 80.1659 | 0 | 0.0003 | 83359.12 | 7567.8916
May | 18774.7028 | 32.9265 | 86.0556 | 0 | 0.0003 | 89484.4518 | 8056.0633
June | 19266.9406 | 33.8042 | 88.3896 | 0 | 0.0003 | 91911.5449 | 8268.6881
July | 19237.5844 | 33.7531 | 88.2571 | 0 | 0.0003 | 91773.8277 | 8256.1299
August | 20176.8548 | 35.401 | 92.5661 | 0 | 0.0004 | 96254.4573 | 8659.2299
September | 17769.0432 | 31.1746 | 81.5097 | 0 | 0.0003 | 84757.5252 | 7625.6972
October | 18791.5819 | 32.7344 | 84.9326 | 0 | 0.0003 | 88315.3381 | 8041.5527
November | 20510.0097 | 34.7451 | 87.3805 | 0 | 0.0003 | 90854.4025 | 8680.5324
December | 22847.3248 | 37.3934 | 90.2414 | 0 | 0.0004 | 93820.1432 | 9541.1476
Annual Sum or Average | 238524.6206 | 409.0909 | 1043.3602 | 0 | 0.0041 | 1084874.2717 | 101443.8213
Minimum of Months | 17672.3674 | 30.8386 | 80.1659 | 0 | 0.0003 | 83359.12 | 7567.8916
Maximum of Months | 22963.8805 | 37.7883 | 92.5661 | 0 | 0.0004 | 96254.4573 | 9609.8427
| ELECTRICITY:FACILITY [J] | ELECTRICITY:FACILITY {Maximum}[W] | ELECTRICITY:FACILITY {TIMESTAMP} | INTERIORLIGHTS:ELECTRICITY {AT MAX/MIN} [W] | INTERIOREQUIPMENT:ELECTRICITY {AT MAX/MIN} [W] | FANS:ELECTRICITY {AT MAX/MIN} [W] | HEATING:ELECTRICITY {AT MAX/MIN} [W] | COOLING:ELECTRICITY {AT MAX/MIN} [W] | EXTERIORLIGHTS:ELECTRICITY {AT MAX/MIN} [W] | PUMPS:ELECTRICITY [Invalid/Undefined] | HEATREJECTION:ELECTRICITY [Invalid/Undefined] | EXTERIOREQUIPMENT:ELECTRICITY [Invalid/Undefined] | HUMIDIFICATION:ELECTRICITY [Invalid/Undefined] | HEATRECOVERY:ELECTRICITY [Invalid/Undefined] | WATERSYSTEMS:ELECTRICITY [Invalid/Undefined] | REFRIGERATION:ELECTRICITY [Invalid/Undefined] | GENERATORS:ELECTRICITY [Invalid/Undefined] | ELECTRICITYPRODUCED:FACILITY [Invalid/Undefined]
January | 75673000000 | 65207.613 | 27-JAN-15:39 | 49331.035 | 9104.406 | 6259.574 | 0 | 512.597 | 0 | 0 | 0 | 0 | 0 | 0 | 0 | 0 | 0 | 0
February | 66704800000 | 65529.755 | 14-FEB-15:00 | 49331.035 | 9104.406 | 6259.574 | 0 | 834.739 | 0 | 0 | 0 | 0 | 0 | 0 | 0 | 0 | 0 | 0
March | 75125000000 | 65602.324 | 02-MAR-15:00 | 49331.035 | 9104.406 | 6259.574 | 0 | 907.308 | 0 | 0 | 0 | 0 | 0 | 0 | 0 | 0 | 0 | 0
April | 66088100000 | 70376.672 | 21-APR-15:20 | 49331.035 | 9104.406 | 6259.574 | 0 | 5681.656 | 0 | 0 | 0 | 0 | 0 | 0 | 0 | 0 | 0 | 0
May | 70944400000 | 74914.315 | 31-MAY-15:00 | 49331.035 | 9104.406 | 6259.574 | 0 | 10219.299 | 0 | 0 | 0 | 0 | 0 | 0 | 0 | 0 | 0 | 0
June | 72868600000 | 80358.578 | 29-JUN-15:00 | 49331.035 | 9104.406 | 6259.574 | 0 | 15663.562 | 0 | 0 | 0 | 0 | 0 | 0 | 0 | 0 | 0 | 0
July | 72759400000 | 80719.637 | 03-JUL-15:50 | 49331.035 | 9104.406 | 6259.574 | 0 | 16024.621 | 0 | 0 | 0 | 0 | 0 | 0 | 0 | 0 | 0 | 0
August | 76311700000 | 80274.902 | 01-AUG-15:39 | 49331.035 | 9104.406 | 6259.574 | 0 | 15579.887 | 0 | 0 | 0 | 0 | 0 | 0 | 0 | 0 | 0 | 0
September | 67196800000 | 72446.256 | 14-SEP-15:00 | 49331.035 | 9104.406 | 6259.574 | 0 | 7751.24 | 0 | 0 | 0 | 0 | 0 | 0 | 0 | 0 | 0 | 0
October | 70017500000 | 68013.599 | 03-OCT-14:50 | 49331.035 | 9104.406 | 6259.574 | 0 | 3318.583 | 0 | 0 | 0 | 0 | 0 | 0 | 0 | 0 | 0 | 0
November | 72030500000 | 70819.64 | 13-NOV-16:00 | 49331.035 | 9104.406 | 6259.574 | 0 | 0 | 6124.624 | 0 | 0 | 0 | 0 | 0 | 0 | 0 | 0 | 0
December | 74381700000 | 70819.64 | 01-DEC-16:00 | 49331.035 | 9104.406 | 6259.574 | 0 | 0 | 6124.624 | 0 | 0 | 0 | 0 | 0 | 0 | 0 | 0 | 0
Annual Sum or Average | 860101000000 | [8 empty] | 0 | 0 | 0 | 0 | 0 | 0 | 0 | 0 | 0
Minimum of Months | 66088100000 | 65207.613 |  | 49331.035 | 9104.406 | 6259.574 | 0 | 0 | 0 | 0 | 0 | 0 | 0 | 0 | 0 | 0 | 0 | 0
Maximum of Months | 76311700000 | 80719.637 |  | 49331.035 | 9104.406 | 6259.574 | 0 | 16024.621 | 6124.624 | 0 | 0 | 0 | 0 | 0 | 0 | 0 | 0 | 0
| Electric | Gas | Other | Total
Cost ($) | 9015.27 | 1453.11 | 0 | 10468.38
Cost per Total Building Area ($/m2) | 1.86 | 0.3 | 0 | 2.17
Cost per Net Conditioned Building Area ($/m2) | 1.86 | 0.3 | 0 | 2.17
10-seattle
| Total Energy (GJ) | Energy Per Total Building Area (MJ/m2) | Energy Per Conditioned Building Area (MJ/m2)
Total Site Energy | 1026.4 | 212.28 | 212.28
Net Site Energy | 1026.4 | 212.28 | 212.28
Total Source Energy | 1646.34 | 340.49 | 340.49
Net Source Energy | 1646.34 | 340.49 | 340.49
Area (m2)
Total Building Area | 4835.13
Net Conditioned Building Area | 4835.13
| Electricity (GJ) | Natural Gas (GJ) | Other Fuel (GJ) | District Cooling (GJ) | District Heating (GJ) | Water (m3)
Heating | 0 | 217.94 | 0 | 0 | 0 | 0
Cooling | 1.63 | 0 | 0 | 0 | 0 | 0
Interior Lighting | 545.05 | 0 | 0 | 0 | 0 | 0
Exterior Lighting | 96.05 | 0 | 0 | 0 | 0 | 0
Interior Equipment | 104.42 | 0 | 0 | 0 | 0 | 0
Exterior Equipment | 0 | 0 | 0 | 0 | 0 | 0
Fans | 61.31 | 0 | 0 | 0 | 0 | 0
Pumps | 0 | 0 | 0 | 0 | 0 | 0
Heat Rejection | 0 | 0 | 0 | 0 | 0 | 0
Humidification | 0 | 0 | 0 | 0 | 0 | 0
Heat Recovery | 0 | 0 | 0 | 0 | 0 | 0
Water Systems | 0 | 0 | 0 | 0 | 0 | 0
Refrigeration | 0 | 0 | 0 | 0 | 0 | 0
Generators | 0 | 0 | 0 | 0 | 0 | 0
Total End Uses | 808.46 | 217.94 | 0 | 0 | 0 | 0
| Electricity (GJ) | Percent Electricity (%)
Fuel-Fired Power Generation | 0 | 0
High Temperature Geothermal* | 0 | 0
Photovoltaic Power | 0 | 0
Wind Power* | 0 | 0
Net Decrease in On-Site Storage | 0 | 0
Total On-Site Electric Sources | 0 | 0
Electricity Coming From Utility | 808.46 | 100
Surplus Electricity Going To Utility | 0 | 0
Net Electricity From Utility | 808.46 | 100
Total On-Site and Utility Electric Sources | 808.46 | 100
Total Electricity End Uses | 808.46 | 100
| Construction | Reflectance | U-Factor with Film (W/m2-K) | U-Factor no Film (W/m2-K) | Gross Area (m2) | Azimuth (deg) | Tilt (deg) | Cardinal Direction
OFFICE_WALL_SOUTH | EXT-WALLS | 0.8 | 0.641 | 0.71 | 110.54 | 180 | 90 | S
OFFICE_WALL_EAST | EXT-WALLS | 0.8 | 0.641 | 0.71 | 39.02 | 90 | 90 | E
OFFICE_WALL_NORTH | EXT-WALLS | 0.8 | 0.641 | 0.71 | 110.54 | 0 | 90 | N
OFFICE_WALL_WEST | EXT-WALLS | 0.8 | 0.641 | 0.71 | 39.02 | 270 | 90 | W
OFFICE_FLOOR | EXT-SLAB | 0.3 | 1.627 | 2.69 | 236.88 | 0 | 180
FINESTORAGE_WALL_SOUTH_1 | EXT-WALLS | 0.8 | 0.641 | 0.71 | 169.07 | 180 | 90 | S
FINESTORAGE_WALL_EAST | EXT-WALLS | 0.8 | 0.641 | 0.71 | 260.1 | 90 | 90 | E
FINESTORAGE_WALL_NORTH | INT-WALLS | 0.3 | 3.242 | 6.3 | 390.16 | 0 | 90 | N
FINESTORAGE_WALL_WEST_1 | EXT-WALLS | 0.8 | 0.641 | 0.71 | 182.07 | 270 | 90 | W
FINE STORAGE OFFICE_WALL_SOUTH | EXT-WALLS | 0.8 | 0.641 | 0.71 | 110.54 | 180 | 90 | S
FINE STORAGE OFFICE_WALL_WEST | EXT-WALLS | 0.8 | 0.641 | 0.71 | 39.02 | 270 | 90 | W
FINESTORAGE_FLOOR | EXT-SLAB | 0.3 | 1.627 | 2.69 | 1156.53 | 0 | 180
FINESTORAGE_CEILING | ROOFS | 0.3 | 0.369 | 0.4 | 1393.41 | 0 | 0
BULKSTORAGE_WALL_EAST | EXT-WALLS | 0.8 | 0.641 | 0.71 | 598.24 | 90 | 90 | E
BULKSTORAGE_WALL_NORTH | EXT-WALLS | 0.8 | 0.641 | 0.71 | 390.16 | 0 | 90 | N
BULKSTORAGE_WALL_WEST | EXT-WALLS | 0.8 | 0.641 | 0.71 | 598.24 | 270 | 90 | W
BULKSTORAGE_FLOOR | EXT-SLAB | 0.3 | 1.627 | 2.69 | 3204.84 | 0 | 180
BULKSTORAGE_CEILING | ROOFS | 0.3 | 0.369 | 0.4 | 3204.84 | 180 | 0
| Construction | Area of Opening (m2) | U-Factor | SHGC | Visible Transmittance | Shade Control | Parent Surface
OFFICE_WALL_SOUTH WINDOW 1 | WINDOW_SOUTH | 5.58 | 3.24 | 0.39 | 0.495 | No | OFFICE_WALL_SOUTH
OFFICE_WALL_SOUTH WINDOW2 | WINDOW_SOUTH | 5.58 | 3.24 | 0.39 | 0.495 | No | OFFICE_WALL_SOUTH
OFFICE_WALL_WEST WINDOW1 | WINDOW_WEST | 3.25 | 3.24 | 0.39 | 0.495 | No | OFFICE_WALL_WEST
OFFICE_WALL_WEST WINDOW2 | WINDOW_WEST | 3.25 | 3.24 | 0.39 | 0.495 | No | OFFICE_WALL_WEST
| Type | Nominal Capacity (W) | Nominal Efficiency (W/W)
FURNACE_PACU_CAV_1:1_UNITARY_PACKAGE_COOLCOIL | Coil:Cooling:DX:SingleSpeed | 14722.95 | 3.69
FURNACE_PACU_CAV_2:2_UNITARY_PACKAGE_COOLCOIL | Coil:Cooling:DX:SingleSpeed | 33481.5 | 3.69
| Type | Total Efficiency (W/W) | Delta Pressure (pa) | Max Flow Rate (m3/s) | Rated Power (W) | Motor Heat In Air Fraction | End Use
BULKSTORAGE UNIT HEATERFAN | Fan:ConstantVolume | 0.03 | 50 | 37.76 | 71598.98 | 1 | Unit Heater Fans
FURNACE_PACU_CAV_1:1_UNITARY_PACKAGE_FAN | Fan:OnOff | 0.35 | 500 | 0.89 | 1270.59 | 1 | General
FURNACE_PACU_CAV_2:2_UNITARY_PACKAGE_FAN | Fan:OnOff | 0.35 | 500 | 1.92 | 2738.12 | 1 | General
Nominal Capacity [W]
BULKSTORAGE UNIT HEATER COIL | 1828080.9
FURNACE_PACU_CAV_1:1_UNITARY_PACKAGE_HEATCOIL | 22108.46
FURNACE_PACU_CAV_2:2_UNITARY_PACKAGE_HEATCOIL | 64324.85
| CO2:FACILITY [kg] | NOX:FACILITY [kg] | SO2:FACILITY [kg] | PM:FACILITY [kg] | HG:FACILITY [kg] | WATERENVIRONMENTALFACTORS:FACILITY [L] | CARBON EQUIVALENT:FACILITY [kg]
January | 6322.7372 | 8.1672 | 15.5284 | 0 | 0.0001 | 205068.1284 | 2448.3424
February | 4609.0628 | 6.3216 | 13.6689 | 0 | 0.0001 | 180576.1565 | 1824.1652
March | 5033.3301 | 7.0016 | 15.5537 | 0 | 0.0001 | 205489.8844 | 2002.5907
April | 3729.7186 | 5.5336 | 13.7303 | 0 | 0.0001 | 181449.0245 | 1520.9152
May | 3304.1436 | 5.2368 | 14.3004 | 0 | 0.0001 | 189022.0708 | 1383.2155
June | 3164.7371 | 5.0675 | 14.0266 | 0 | 0.0001 | 185407.6477 | 1330.3831
July | 3037.6652 | 4.8754 | 13.5363 | 0 | 0.0001 | 178928.8265 | 1278.1891
August | 3335.8165 | 5.3564 | 14.8804 | 0 | 0.0001 | 196696.0536 | 1403.9052
September | 3127.5622 | 4.9906 | 13.7512 | 0 | 0.0001 | 181765.9678 | 1312.9002
October | 3585.5342 | 5.534 | 14.5682 | 0 | 0.0001 | 192546.4091 | 1485.077
November | 4858.3821 | 6.7417 | 14.9075 | 0 | 0.0001 | 196950.6569 | 1931.2143
December | 6100.7631 | 7.9119 | 15.1838 | 0 | 0.0001 | 200522.7072 | 2365.7517
Annual Sum or Average | 50209.4527 | 72.7382 | 173.6358 | 0 | 0.0007 | 2294423.5333 | 20286.6496
Minimum of Months | 3037.6652 | 4.8754 | 13.5363 | 0 | 0.0001 | 178928.8265 | 1278.1891
Maximum of Months | 6322.7372 | 8.1672 | 15.5537 | 0 | 0.0001 | 205489.8844 | 2448.3424
| ELECTRICITY:FACILITY [J] | ELECTRICITY:FACILITY {Maximum}[W] | ELECTRICITY:FACILITY {TIMESTAMP} | INTERIORLIGHTS:ELECTRICITY {AT MAX/MIN} [W] | INTERIOREQUIPMENT:ELECTRICITY {AT MAX/MIN} [W] | FANS:ELECTRICITY {AT MAX/MIN} [W] | HEATING:ELECTRICITY {AT MAX/MIN} [W] | COOLING:ELECTRICITY {AT MAX/MIN} [W] | EXTERIORLIGHTS:ELECTRICITY {AT MAX/MIN} [W] | PUMPS:ELECTRICITY [Invalid/Undefined] | HEATREJECTION:ELECTRICITY [Invalid/Undefined] | EXTERIOREQUIPMENT:ELECTRICITY [Invalid/Undefined] | HUMIDIFICATION:ELECTRICITY [Invalid/Undefined] | HEATRECOVERY:ELECTRICITY [Invalid/Undefined] | WATERSYSTEMS:ELECTRICITY [Invalid/Undefined] | REFRIGERATION:ELECTRICITY [Invalid/Undefined] | GENERATORS:ELECTRICITY [Invalid/Undefined] | ELECTRICITYPRODUCED:FACILITY [Invalid/Undefined]
January | 72258000000 | 68568.774 | 02-JAN-16:30 | 49331.035 | 9104.406 | 4008.708 | 0 | 0 | 6124.624 | 0 | 0 | 0 | 0 | 0 | 0 | 0 | 0 | 0
February | 63628000000 | 62444.149 | 01-FEB-09:09 | 49331.035 | 9104.406 | 4008.708 | 0 | 0 | 0 | 0 | 0 | 0 | 0 | 0 | 0 | 0 | 0 | 0
March | 72406600000 | 63131.272 | 29-MAR-14:00 | 49331.035 | 9104.406 | 4008.708 | 0 | 687.123 | 0 | 0 | 0 | 0 | 0 | 0 | 0 | 0 | 0 | 0
April | 63935500000 | 62975.18 | 14-APR-15:20 | 49331.035 | 9104.406 | 4008.708 | 0 | 531.03 | 0 | 0 | 0 | 0 | 0 | 0 | 0 | 0 | 0 | 0
May | 66604000000 | 63746.374 | 04-MAY-14:00 | 49331.035 | 9104.406 | 4008.708 | 0 | 1302.225 | 0 | 0 | 0 | 0 | 0 | 0 | 0 | 0 | 0 | 0
June | 65330400000 | 67293.465 | 28-JUN-15:30 | 49331.035 | 9104.406 | 4008.708 | 0 | 4849.315 | 0 | 0 | 0 | 0 | 0 | 0 | 0 | 0 | 0 | 0
July | 63047500000 | 70024.088 | 24-JUL-14:00 | 49331.035 | 9104.406 | 4008.708 | 0 | 7579.939 | 0 | 0 | 0 | 0 | 0 | 0 | 0 | 0 | 0 | 0
August | 69308000000 | 68155.58 | 07-AUG-15:00 | 49331.035 | 9104.406 | 4008.708 | 0 | 5711.431 | 0 | 0 | 0 | 0 | 0 | 0 | 0 | 0 | 0 | 0
September | 64047200000 | 67853.171 | 01-SEP-15:50 | 49331.035 | 9104.406 | 4008.708 | 0 | 5409.022 | 0 | 0 | 0 | 0 | 0 | 0 | 0 | 0 | 0 | 0
October | 67845800000 | 68568.774 | 30-OCT-16:00 | 49331.035 | 9104.406 | 4008.708 | 0 | 0 | 6124.624 | 0 | 0 | 0 | 0 | 0 | 0 | 0 | 0 | 0
November | 69397700000 | 68568.774 | 01-NOV-16:49 | 49331.035 | 9104.406 | 4008.708 | 0 | 0 | 6124.624 | 0 | 0 | 0 | 0 | 0 | 0 | 0 | 0 | 0
December | 70656300000 | 68568.774 | 01-DEC-16:19 | 49331.035 | 9104.406 | 4008.708 | 0 | 0 | 6124.624 | 0 | 0 | 0 | 0 | 0 | 0 | 0 | 0 | 0
Annual Sum or Average | 808465000000 | [8 empty] | 0 | 0 | 0 | 0 | 0 | 0 | 0 | 0 | 0
Minimum of Months | 63047500000 | 62444.149 |  | 49331.035 | 9104.406 | 4008.708 | 0 | 0 | 0 | 0 | 0 | 0 | 0 | 0 | 0 | 0 | 0 | 0
Maximum of Months | 72406600000 | 70024.088 |  | 49331.035 | 9104.406 | 4008.708 | 0 | 7579.939 | 6124.624 | 0 | 0 | 0 | 0 | 0 | 0 | 0 | 0 | 0
| Electric | Gas | Other | Total
Cost ($) | 17654.71 | 1849 | 0 | 19503.71
Cost per Total Building Area ($/m2) | 3.65 | 0.38 | 0 | 4.03
Cost per Net Conditioned Building Area ($/m2) | 3.65 | 0.38 | 0 | 4.03
11-chicago
| Total Energy (GJ) | Energy Per Total Building Area (MJ/m2) | Energy Per Conditioned Building Area (MJ/m2)
Total Site Energy | 1353.31 | 279.89 | 279.89
Net Site Energy | 1353.31 | 279.89 | 279.89
Total Source Energy | 3664.22 | 757.83 | 757.83
Net Source Energy | 3664.22 | 757.83 | 757.83
Area (m2)
Total Building Area | 4835.13
Net Conditioned Building Area | 4835.13
| Electricity (GJ) | Natural Gas (GJ) | Other Fuel (GJ) | District Cooling (GJ) | District Heating (GJ) | Water (m3)
Heating | 0 | 462.35 | 0 | 0 | 0 | 0
Cooling | 13.16 | 0 | 0 | 0 | 0 | 0
Interior Lighting | 545.05 | 0 | 0 | 0 | 0 | 0
Exterior Lighting | 96.22 | 0 | 0 | 0 | 0 | 0
Interior Equipment | 104.42 | 0 | 0 | 0 | 0 | 0
Exterior Equipment | 0 | 0 | 0 | 0 | 0 | 0
Fans | 132.11 | 0 | 0 | 0 | 0 | 0
Pumps | 0 | 0 | 0 | 0 | 0 | 0
Heat Rejection | 0 | 0 | 0 | 0 | 0 | 0
Humidification | 0 | 0 | 0 | 0 | 0 | 0
Heat Recovery | 0 | 0 | 0 | 0 | 0 | 0
Water Systems | 0 | 0 | 0 | 0 | 0 | 0
Refrigeration | 0 | 0 | 0 | 0 | 0 | 0
Generators | 0 | 0 | 0 | 0 | 0 | 0
Total End Uses | 890.96 | 462.35 | 0 | 0 | 0 | 0
| Electricity (GJ) | Percent Electricity (%)
Fuel-Fired Power Generation | 0 | 0
High Temperature Geothermal* | 0 | 0
Photovoltaic Power | 0 | 0
Wind Power* | 0 | 0
Net Decrease in On-Site Storage | 0 | 0
Total On-Site Electric Sources | 0 | 0
Electricity Coming From Utility | 890.96 | 100
Surplus Electricity Going To Utility | 0 | 0
Net Electricity From Utility | 890.96 | 100
Total On-Site and Utility Electric Sources | 890.96 | 100
Total Electricity End Uses | 890.96 | 100
| Construction | Reflectance | U-Factor with Film (W/m2-K) | U-Factor no Film (W/m2-K) | Gross Area (m2) | Azimuth (deg) | Tilt (deg) | Cardinal Direction
OFFICE_WALL_SOUTH | EXT-WALLS | 0.8 | 0.641 | 0.71 | 110.54 | 180 | 90 | S
OFFICE_WALL_EAST | EXT-WALLS | 0.8 | 0.641 | 0.71 | 39.02 | 90 | 90 | E
OFFICE_WALL_NORTH | EXT-WALLS | 0.8 | 0.641 | 0.71 | 110.54 | 0 | 90 | N
OFFICE_WALL_WEST | EXT-WALLS | 0.8 | 0.641 | 0.71 | 39.02 | 270 | 90 | W
OFFICE_FLOOR | EXT-SLAB | 0.3 | 1.627 | 2.69 | 236.88 | 0 | 180
FINESTORAGE_WALL_SOUTH_1 | EXT-WALLS | 0.8 | 0.641 | 0.71 | 169.07 | 180 | 90 | S
FINESTORAGE_WALL_EAST | EXT-WALLS | 0.8 | 0.641 | 0.71 | 260.1 | 90 | 90 | E
FINESTORAGE_WALL_NORTH | INT-WALLS | 0.3 | 3.242 | 6.3 | 390.16 | 0 | 90 | N
FINESTORAGE_WALL_WEST_1 | EXT-WALLS | 0.8 | 0.641 | 0.71 | 182.07 | 270 | 90 | W
FINE STORAGE OFFICE_WALL_SOUTH | EXT-WALLS | 0.8 | 0.641 | 0.71 | 110.54 | 180 | 90 | S
FINE STORAGE OFFICE_WALL_WEST | EXT-WALLS | 0.8 | 0.641 | 0.71 | 39.02 | 270 | 90 | W
FINESTORAGE_FLOOR | EXT-SLAB | 0.3 | 1.627 | 2.69 | 1156.53 | 0 | 180
FINESTORAGE_CEILING | ROOFS | 0.3 | 0.369 | 0.4 | 1393.41 | 0 | 0
BULKSTORAGE_WALL_EAST | EXT-WALLS | 0.8 | 0.641 | 0.71 | 598.24 | 90 | 90 | E
BULKSTORAGE_WALL_NORTH | EXT-WALLS | 0.8 | 0.641 | 0.71 | 390.16 | 0 | 90 | N
BULKSTORAGE_WALL_WEST | EXT-WALLS | 0.8 | 0.641 | 0.71 | 598.24 | 270 | 90 | W
BULKSTORAGE_FLOOR | EXT-SLAB | 0.3 | 1.627 | 2.69 | 3204.84 | 0 | 180
BULKSTORAGE_CEILING | ROOFS | 0.3 | 0.369 | 0.4 | 3204.84 | 180 | 0
| Construction | Area of Opening (m2) | U-Factor | SHGC | Visible Transmittance | Shade Control | Parent Surface
OFFICE_WALL_SOUTH WINDOW 1 | WINDOW_SOUTH | 5.58 | 3.24 | 0.49 | 0.622 | No | OFFICE_WALL_SOUTH
OFFICE_WALL_SOUTH WINDOW2 | WINDOW_SOUTH | 5.58 | 3.24 | 0.49 | 0.622 | No | OFFICE_WALL_SOUTH
OFFICE_WALL_WEST WINDOW1 | WINDOW_WEST | 3.25 | 3.24 | 0.49 | 0.622 | No | OFFICE_WALL_WEST
OFFICE_WALL_WEST WINDOW2 | WINDOW_WEST | 3.25 | 3.24 | 0.49 | 0.622 | No | OFFICE_WALL_WEST
| Type | Nominal Capacity (W) | Nominal Efficiency (W/W)
FURNACE_PACU_CAV_1:1_UNITARY_PACKAGE_COOLCOIL | Coil:Cooling:DX:SingleSpeed | 17865.94 | 3.69
FURNACE_PACU_CAV_2:2_UNITARY_PACKAGE_COOLCOIL | Coil:Cooling:DX:SingleSpeed | 83489.35 | 3.69
| Type | Total Efficiency (W/W) | Delta Pressure (pa) | Max Flow Rate (m3/s) | Rated Power (W) | Motor Heat In Air Fraction | End Use
BULKSTORAGE UNIT HEATERFAN | Fan:ConstantVolume | 0.03 | 50 | 37.76 | 71598.98 | 1 | Unit Heater Fans
FURNACE_PACU_CAV_1:1_UNITARY_PACKAGE_FAN | Fan:OnOff | 0.35 | 500 | 1.06 | 1515.5 | 1 | General
FURNACE_PACU_CAV_2:2_UNITARY_PACKAGE_FAN | Fan:OnOff | 0.35 | 500 | 3.72 | 5309.25 | 1 | General
Nominal Capacity [W]
BULKSTORAGE UNIT HEATER COIL | 2747225.64
FURNACE_PACU_CAV_1:1_UNITARY_PACKAGE_HEATCOIL | 26743.31
FURNACE_PACU_CAV_2:2_UNITARY_PACKAGE_HEATCOIL | 122624.31
| CO2:FACILITY [kg] | NOX:FACILITY [kg] | SO2:FACILITY [kg] | PM:FACILITY [kg] | HG:FACILITY [kg] | WATERENVIRONMENTALFACTORS:FACILITY [L] | CARBON EQUIVALENT:FACILITY [kg]
January | 37095.4438 | 61.376 | 166.2341 | 0 | 0.0005 | 38260.979 | 15487.6217
February | 28784.7982 | 48.1758 | 132.2894 | 0 | 0.0004 | 30449.0305 | 12070.4567
March | 30248.6252 | 52.1759 | 148.3099 | 0 | 0.0005 | 34138.8524 | 12832.5047
April | 24160.4412 | 43.2358 | 127.8199 | 0 | 0.0004 | 29424.6097 | 10398.9808
May | 24126.2919 | 43.856 | 131.7236 | 0 | 0.0004 | 30324.1622 | 10449.4239
June | 24683.873 | 44.9443 | 135.2155 | 0 | 0.0004 | 31128.1443 | 10698.0603
July | 24451.5861 | 44.5234 | 133.9554 | 0 | 0.0004 | 30838.0496 | 10597.5827
August | 25625.0562 | 46.6591 | 140.378 | 0 | 0.0004 | 32316.6115 | 11106.0802
September | 23037.8001 | 41.9357 | 126.13 | 0 | 0.0004 | 29036.5279 | 9983.554
October | 25021.5082 | 45.0484 | 134.0036 | 0 | 0.0004 | 30848.4771 | 10795.5644
November | 27894.0059 | 48.6616 | 140.0455 | 0 | 0.0004 | 32237.2904 | 11885.9129
December | 33399.409 | 55.6314 | 151.8933 | 0 | 0.0005 | 34960.8323 | 13979.9393
Annual Sum or Average | 328528.8388 | 576.2234 | 1667.9983 | 0 | 0.0051 | 383963.5669 | 140285.6815
Minimum of Months | 23037.8001 | 41.9357 | 126.13 | 0 | 0.0004 | 29036.5279 | 9983.554
Maximum of Months | 37095.4438 | 61.376 | 166.2341 | 0 | 0.0005 | 38260.979 | 15487.6217
| ELECTRICITY:FACILITY [J] | ELECTRICITY:FACILITY {Maximum}[W] | ELECTRICITY:FACILITY {TIMESTAMP} | INTERIORLIGHTS:ELECTRICITY {AT MAX/MIN} [W] | INTERIOREQUIPMENT:ELECTRICITY {AT MAX/MIN} [W] | FANS:ELECTRICITY {AT MAX/MIN} [W] | HEATING:ELECTRICITY {AT MAX/MIN} [W] | COOLING:ELECTRICITY {AT MAX/MIN} [W] | EXTERIORLIGHTS:ELECTRICITY {AT MAX/MIN} [W] | PUMPS:ELECTRICITY [Invalid/Undefined] | HEATREJECTION:ELECTRICITY [Invalid/Undefined] | EXTERIOREQUIPMENT:ELECTRICITY [Invalid/Undefined] | HUMIDIFICATION:ELECTRICITY [Invalid/Undefined] | HEATRECOVERY:ELECTRICITY [Invalid/Undefined] | WATERSYSTEMS:ELECTRICITY [Invalid/Undefined] | REFRIGERATION:ELECTRICITY [Invalid/Undefined] | GENERATORS:ELECTRICITY [Invalid/Undefined] | ELECTRICITYPRODUCED:FACILITY [Invalid/Undefined]
January | 88781700000 | 136859.164 | 27-JAN-09:09 | 49331.035 | 9104.406 | 78423.722 | 0 | 0 | 0 | 0 | 0 | 0 | 0 | 0 | 0 | 0 | 0 | 0
February | 70654700000 | 105406.631 | 09-FEB-07:19 | 21924.905 | 5058.004 | 78423.722 | 0 | 0 | 0 | 0 | 0 | 0 | 0 | 0 | 0 | 0 | 0 | 0
March | 79216600000 | 66059.915 | 31-MAR-15:00 | 49331.035 | 9104.406 | 6824.745 | 0 | 799.729 | 0 | 0 | 0 | 0 | 0 | 0 | 0 | 0 | 0 | 0
April | 68277600000 | 66265.961 | 07-APR-14:00 | 49331.035 | 9104.406 | 6824.745 | 0 | 1005.774 | 0 | 0 | 0 | 0 | 0 | 0 | 0 | 0 | 0 | 0
May | 70364900000 | 73713.459 | 30-MAY-15:00 | 49331.035 | 9104.406 | 6824.745 | 0 | 8453.272 | 0 | 0 | 0 | 0 | 0 | 0 | 0 | 0 | 0 | 0
June | 72230500000 | 82486.156 | 08-JUN-12:00 | 49331.035 | 9104.406 | 6824.745 | 0 | 17225.97 | 0 | 0 | 0 | 0 | 0 | 0 | 0 | 0 | 0 | 0
July | 71557400000 | 84797.659 | 03-JUL-14:00 | 49331.035 | 9104.406 | 6824.745 | 0 | 19537.473 | 0 | 0 | 0 | 0 | 0 | 0 | 0 | 0 | 0 | 0
August | 74988300000 | 82439.959 | 04-AUG-15:00 | 49331.035 | 9104.406 | 6824.745 | 0 | 17179.773 | 0 | 0 | 0 | 0 | 0 | 0 | 0 | 0 | 0 | 0
September | 67377100000 | 74968.564 | 05-SEP-14:00 | 49331.035 | 9104.406 | 6824.745 | 0 | 9708.378 | 0 | 0 | 0 | 0 | 0 | 0 | 0 | 0 | 0 | 0
October | 71581600000 | 72558.952 | 31-OCT-16:49 | 49331.035 | 9104.406 | 6824.745 | 0 | 1174.141 | 6124.624 | 0 | 0 | 0 | 0 | 0 | 0 | 0 | 0 | 0
November | 74804200000 | 72433.029 | 02-NOV-16:49 | 49331.035 | 9104.406 | 6824.745 | 0 | 1048.218 | 6124.624 | 0 | 0 | 0 | 0 | 0 | 0 | 0 | 0 | 0
December | 81124000000 | 91041.174 | 25-DEC-02:49 | 5481.226 | 1011.601 | 78423.722 | 0 | 0 | 6124.624 | 0 | 0 | 0 | 0 | 0 | 0 | 0 | 0 | 0
Annual Sum or Average | 890959000000 | [8 empty] | 0 | 0 | 0 | 0 | 0 | 0 | 0 | 0 | 0
Minimum of Months | 67377100000 | 66059.915 |  | 5481.226 | 1011.601 | 6824.745 | 0 | 0 | 0 | 0 | 0 | 0 | 0 | 0 | 0 | 0 | 0 | 0
Maximum of Months | 88781700000 | 136859.164 |  | 49331.035 | 9104.406 | 78423.722 | 0 | 19537.473 | 6124.624 | 0 | 0 | 0 | 0 | 0 | 0 | 0 | 0 | 0
| Electric | Gas | Other | Total
Cost ($) | 13138.81 | 3803.19 | 0 | 16942.01
Cost per Total Building Area ($/m2) | 2.72 | 0.79 | 0 | 3.5
Cost per Net Conditioned Building Area ($/m2) | 2.72 | 0.79 | 0 | 3.5
12-boulder
| Total Energy (GJ) | Energy Per Total Building Area (MJ/m2) | Energy Per Conditioned Building Area (MJ/m2)
Total Site Energy | 1238.19 | 256.08 | 256.08
Net Site Energy | 1238.19 | 256.08 | 256.08
Total Source Energy | 3328.16 | 688.33 | 688.33
Net Source Energy | 3328.16 | 688.33 | 688.33
Area (m2)
Total Building Area | 4835.13
Net Conditioned Building Area | 4835.13
| Electricity (GJ) | Natural Gas (GJ) | Other Fuel (GJ) | District Cooling (GJ) | District Heating (GJ) | Water (m3)
Heating | 0 | 350.47 | 0 | 0 | 0 | 0
Cooling | 9.76 | 0 | 0 | 0 | 0 | 0
Interior Lighting | 545.05 | 0 | 0 | 0 | 0 | 0
Exterior Lighting | 96.16 | 0 | 0 | 0 | 0 | 0
Interior Equipment | 104.42 | 0 | 0 | 0 | 0 | 0
Exterior Equipment | 0 | 0 | 0 | 0 | 0 | 0
Fans | 132.32 | 0 | 0 | 0 | 0 | 0
Pumps | 0 | 0 | 0 | 0 | 0 | 0
Heat Rejection | 0 | 0 | 0 | 0 | 0 | 0
Humidification | 0 | 0 | 0 | 0 | 0 | 0
Heat Recovery | 0 | 0 | 0 | 0 | 0 | 0
Water Systems | 0 | 0 | 0 | 0 | 0 | 0
Refrigeration | 0 | 0 | 0 | 0 | 0 | 0
Generators | 0 | 0 | 0 | 0 | 0 | 0
Total End Uses | 887.72 | 350.47 | 0 | 0 | 0 | 0
| Electricity (GJ) | Percent Electricity (%)
Fuel-Fired Power Generation | 0 | 0
High Temperature Geothermal* | 0 | 0
Photovoltaic Power | 0 | 0
Wind Power* | 0 | 0
Net Decrease in On-Site Storage | 0 | 0
Total On-Site Electric Sources | 0 | 0
Electricity Coming From Utility | 887.72 | 100
Surplus Electricity Going To Utility | 0 | 0
Net Electricity From Utility | 887.72 | 100
Total On-Site and Utility Electric Sources | 887.72 | 100
Total Electricity End Uses | 887.72 | 100
| Construction | Reflectance | U-Factor with Film (W/m2-K) | U-Factor no Film (W/m2-K) | Gross Area (m2) | Azimuth (deg) | Tilt (deg) | Cardinal Direction
OFFICE_WALL_SOUTH | EXT-WALLS | 0.8 | 0.641 | 0.71 | 110.54 | 180 | 90 | S
OFFICE_WALL_EAST | EXT-WALLS | 0.8 | 0.641 | 0.71 | 39.02 | 90 | 90 | E
OFFICE_WALL_NORTH | EXT-WALLS | 0.8 | 0.641 | 0.71 | 110.54 | 0 | 90 | N
OFFICE_WALL_WEST | EXT-WALLS | 0.8 | 0.641 | 0.71 | 39.02 | 270 | 90 | W
OFFICE_FLOOR | EXT-SLAB | 0.3 | 1.627 | 2.69 | 236.88 | 0 | 180
FINESTORAGE_WALL_SOUTH_1 | EXT-WALLS | 0.8 | 0.641 | 0.71 | 169.07 | 180 | 90 | S
FINESTORAGE_WALL_EAST | EXT-WALLS | 0.8 | 0.641 | 0.71 | 260.1 | 90 | 90 | E
FINESTORAGE_WALL_NORTH | INT-WALLS | 0.3 | 3.242 | 6.3 | 390.16 | 0 | 90 | N
FINESTORAGE_WALL_WEST_1 | EXT-WALLS | 0.8 | 0.641 | 0.71 | 182.07 | 270 | 90 | W
FINE STORAGE OFFICE_WALL_SOUTH | EXT-WALLS | 0.8 | 0.641 | 0.71 | 110.54 | 180 | 90 | S
FINE STORAGE OFFICE_WALL_WEST | EXT-WALLS | 0.8 | 0.641 | 0.71 | 39.02 | 270 | 90 | W
FINESTORAGE_FLOOR | EXT-SLAB | 0.3 | 1.627 | 2.69 | 1156.53 | 0 | 180
FINESTORAGE_CEILING | ROOFS | 0.3 | 0.369 | 0.4 | 1393.41 | 0 | 0
BULKSTORAGE_WALL_EAST | EXT-WALLS | 0.8 | 0.641 | 0.71 | 598.24 | 90 | 90 | E
BULKSTORAGE_WALL_NORTH | EXT-WALLS | 0.8 | 0.641 | 0.71 | 390.16 | 0 | 90 | N
BULKSTORAGE_WALL_WEST | EXT-WALLS | 0.8 | 0.641 | 0.71 | 598.24 | 270 | 90 | W
BULKSTORAGE_FLOOR | EXT-SLAB | 0.3 | 1.627 | 2.69 | 3204.84 | 0 | 180
BULKSTORAGE_CEILING | ROOFS | 0.3 | 0.369 | 0.4 | 3204.84 | 180 | 0
| Construction | Area of Opening (m2) | U-Factor | SHGC | Visible Transmittance | Shade Control | Parent Surface
OFFICE_WALL_SOUTH WINDOW 1 | WINDOW_SOUTH | 5.58 | 3.24 | 0.49 | 0.622 | No | OFFICE_WALL_SOUTH
OFFICE_WALL_SOUTH WINDOW2 | WINDOW_SOUTH | 5.58 | 3.24 | 0.49 | 0.622 | No | OFFICE_WALL_SOUTH
OFFICE_WALL_WEST WINDOW1 | WINDOW_WEST | 3.25 | 3.24 | 0.49 | 0.622 | No | OFFICE_WALL_WEST
OFFICE_WALL_WEST WINDOW2 | WINDOW_WEST | 3.25 | 3.24 | 0.49 | 0.622 | No | OFFICE_WALL_WEST
| Type | Nominal Capacity (W) | Nominal Efficiency (W/W)
FURNACE_PACU_CAV_1:1_UNITARY_PACKAGE_COOLCOIL | Coil:Cooling:DX:SingleSpeed | 20236.64 | 3.69
FURNACE_PACU_CAV_2:2_UNITARY_PACKAGE_COOLCOIL | Coil:Cooling:DX:SingleSpeed | 66790.42 | 3.69
| Type | Total Efficiency (W/W) | Delta Pressure (pa) | Max Flow Rate (m3/s) | Rated Power (W) | Motor Heat In Air Fraction | End Use
BULKSTORAGE UNIT HEATERFAN | Fan:ConstantVolume | 0.03 | 50 | 37.76 | 71598.98 | 1 | Unit Heater Fans
FURNACE_PACU_CAV_1:1_UNITARY_PACKAGE_FAN | Fan:OnOff | 0.35 | 500 | 1.22 | 1746.42 | 1 | General
FURNACE_PACU_CAV_2:2_UNITARY_PACKAGE_FAN | Fan:OnOff | 0.35 | 500 | 4.03 | 5764.01 | 1 | General
Nominal Capacity [W]
BULKSTORAGE UNIT HEATER COIL | 2283768.52
FURNACE_PACU_CAV_1:1_UNITARY_PACKAGE_HEATCOIL | 25412.78
FURNACE_PACU_CAV_2:2_UNITARY_PACKAGE_HEATCOIL | 110497.59
| CO2:FACILITY [kg] | NOX:FACILITY [kg] | SO2:FACILITY [kg] | PM:FACILITY [kg] | HG:FACILITY [kg] | WATERENVIRONMENTALFACTORS:FACILITY [L] | CARBON EQUIVALENT:FACILITY [kg]
January | 26333.4348 | 42.3888 | 100.1663 | 0 | 0.0004 | 104133.4306 | 10927.2923
February | 21861.8726 | 35.7243 | 86.0443 | 0 | 0.0003 | 89456.13 | 9124.0934
March | 23109.4809 | 38.6517 | 95.7648 | 0 | 0.0004 | 99568.6065 | 9731.9579
April | 18910.3369 | 32.5813 | 83.5212 | 0 | 0.0003 | 86845.3583 | 8057.0654
May | 19044.8172 | 33.2604 | 86.5366 | 0 | 0.0003 | 89983.7275 | 8158.2464
June | 18768.984 | 32.9092 | 85.9896 | 0 | 0.0003 | 89415.8077 | 8052.889
July | 18724.6065 | 32.8529 | 85.903 | 0 | 0.0003 | 89325.8549 | 8035.9632
August | 20084.5811 | 35.2377 | 92.135 | 0 | 0.0004 | 95806.1535 | 8619.4879
September | 18106.3982 | 31.7125 | 82.7654 | 0 | 0.0003 | 86062.8833 | 7765.1863
October | 19775.0853 | 34.2105 | 88.0943 | 0 | 0.0003 | 91601.4582 | 8439.1675
November | 22326.9124 | 37.219 | 91.8521 | 0 | 0.0004 | 95499.6664 | 9390.2622
December | 25925.7103 | 41.6417 | 98.1242 | 0 | 0.0004 | 102009.7809 | 10749.2017
Annual Sum or Average | 252972.2202 | 428.3898 | 1076.8967 | 0 | 0.0042 | 1119708.8579 | 107050.8132
Minimum of Months | 18106.3982 | 31.7125 | 82.7654 | 0 | 0.0003 | 86062.8833 | 7765.1863
Maximum of Months | 26333.4348 | 42.3888 | 100.1663 | 0 | 0.0004 | 104133.4306 | 10927.2923
| ELECTRICITY:FACILITY [J] | ELECTRICITY:FACILITY {Maximum}[W] | ELECTRICITY:FACILITY {TIMESTAMP} | INTERIORLIGHTS:ELECTRICITY {AT MAX/MIN} [W] | INTERIOREQUIPMENT:ELECTRICITY {AT MAX/MIN} [W] | FANS:ELECTRICITY {AT MAX/MIN} [W] | HEATING:ELECTRICITY {AT MAX/MIN} [W] | COOLING:ELECTRICITY {AT MAX/MIN} [W] | EXTERIORLIGHTS:ELECTRICITY {AT MAX/MIN} [W] | PUMPS:ELECTRICITY [Invalid/Undefined] | HEATREJECTION:ELECTRICITY [Invalid/Undefined] | EXTERIOREQUIPMENT:ELECTRICITY [Invalid/Undefined] | HUMIDIFICATION:ELECTRICITY [Invalid/Undefined] | HEATRECOVERY:ELECTRICITY [Invalid/Undefined] | WATERSYSTEMS:ELECTRICITY [Invalid/Undefined] | REFRIGERATION:ELECTRICITY [Invalid/Undefined] | GENERATORS:ELECTRICITY [Invalid/Undefined] | ELECTRICITYPRODUCED:FACILITY [Invalid/Undefined]
January | 82558200000 | 125570.801 | 06-JAN-08:09 | 38368.583 | 8092.806 | 79109.412 | 0 | 0 | 0 | 0 | 0 | 0 | 0 | 0 | 0 | 0 | 0 | 0
February | 70921900000 | 106092.32 | 16-FEB-07:10 | 21924.905 | 5058.004 | 79109.412 | 0 | 0 | 0 | 0 | 0 | 0 | 0 | 0 | 0 | 0 | 0 | 0
March | 78939200000 | 67085.867 | 27-MAR-14:30 | 49331.035 | 9104.406 | 7510.435 | 0 | 1139.991 | 0 | 0 | 0 | 0 | 0 | 0 | 0 | 0 | 0 | 0
April | 68852000000 | 70218.276 | 26-APR-15:30 | 49331.035 | 9104.406 | 7510.435 | 0 | 4272.4 | 0 | 0 | 0 | 0 | 0 | 0 | 0 | 0 | 0 | 0
May | 71340200000 | 74494.103 | 23-MAY-15:00 | 49331.035 | 9104.406 | 7510.435 | 0 | 8548.227 | 0 | 0 | 0 | 0 | 0 | 0 | 0 | 0 | 0 | 0
June | 70889900000 | 79124.778 | 28-JUN-13:00 | 49331.035 | 9104.406 | 7510.435 | 0 | 13178.902 | 0 | 0 | 0 | 0 | 0 | 0 | 0 | 0 | 0 | 0
July | 70818600000 | 81731.719 | 17-JUL-15:00 | 49331.035 | 9104.406 | 7510.435 | 0 | 15785.842 | 0 | 0 | 0 | 0 | 0 | 0 | 0 | 0 | 0 | 0
August | 75956300000 | 80853.648 | 30-AUG-13:00 | 49331.035 | 9104.406 | 7510.435 | 0 | 14907.772 | 0 | 0 | 0 | 0 | 0 | 0 | 0 | 0 | 0 | 0
September | 68231700000 | 75050.615 | 01-SEP-15:00 | 49331.035 | 9104.406 | 7510.435 | 0 | 9104.739 | 0 | 0 | 0 | 0 | 0 | 0 | 0 | 0 | 0 | 0
October | 72622700000 | 72920.525 | 30-OCT-16:00 | 49331.035 | 9104.406 | 7510.435 | 0 | 850.024 | 6124.624 | 0 | 0 | 0 | 0 | 0 | 0 | 0 | 0 | 0
November | 75713300000 | 72070.501 | 01-NOV-16:00 | 49331.035 | 9104.406 | 7510.435 | 0 | 0 | 6124.624 | 0 | 0 | 0 | 0 | 0 | 0 | 0 | 0 | 0
December | 80874600000 | 125570.801 | 12-DEC-08:20 | 38368.583 | 8092.806 | 79109.412 | 0 | 0 | 0 | 0 | 0 | 0 | 0 | 0 | 0 | 0 | 0 | 0
Annual Sum or Average | 887719000000 | [8 empty] | 0 | 0 | 0 | 0 | 0 | 0 | 0 | 0 | 0
Minimum of Months | 68231700000 | 67085.867 |  | 21924.905 | 5058.004 | 7510.435 | 0 | 0 | 0 | 0 | 0 | 0 | 0 | 0 | 0 | 0 | 0 | 0
Maximum of Months | 82558200000 | 125570.801 |  | 49331.035 | 9104.406 | 79109.412 | 0 | 15785.842 | 6124.624 | 0 | 0 | 0 | 0 | 0 | 0 | 0 | 0 | 0
| Electric | Gas | Other | Total
Cost ($) | 9298.56 | 2397.98 | 0 | 11696.54
Cost per Total Building Area ($/m2) | 1.92 | 0.5 | 0 | 2.42
Cost per Net Conditioned Building Area ($/m2) | 1.92 | 0.5 | 0 | 2.42
13-minneapolis
| Total Energy (GJ) | Energy Per Total Building Area (MJ/m2) | Energy Per Conditioned Building Area (MJ/m2)
Total Site Energy | 1657.9 | 342.89 | 342.89
Net Site Energy | 1657.9 | 342.89 | 342.89
Total Source Energy | 4086.37 | 845.14 | 845.14
Net Source Energy | 4086.37 | 845.14 | 845.14
Area (m2)
Total Building Area | 4835.13
Net Conditioned Building Area | 4835.13
| Electricity (GJ) | Natural Gas (GJ) | Other Fuel (GJ) | District Cooling (GJ) | District Heating (GJ) | Water (m3)
Heating | 0 | 687.34 | 0 | 0 | 0 | 0
Cooling | 10.79 | 0 | 0 | 0 | 0 | 0
Interior Lighting | 545.05 | 0 | 0 | 0 | 0 | 0
Exterior Lighting | 96.15 | 0 | 0 | 0 | 0 | 0
Interior Equipment | 104.42 | 0 | 0 | 0 | 0 | 0
Exterior Equipment | 0 | 0 | 0 | 0 | 0 | 0
Fans | 214.13 | 0 | 0 | 0 | 0 | 0
Pumps | 0 | 0 | 0 | 0 | 0 | 0
Heat Rejection | 0 | 0 | 0 | 0 | 0 | 0
Humidification | 0 | 0 | 0 | 0 | 0 | 0
Heat Recovery | 0 | 0 | 0 | 0 | 0 | 0
Water Systems | 0 | 0 | 0 | 0 | 0 | 0
Refrigeration | 0 | 0 | 0 | 0 | 0 | 0
Generators | 0 | 0 | 0 | 0 | 0 | 0
Total End Uses | 970.56 | 687.34 | 0 | 0 | 0 | 0
| Electricity (GJ) | Percent Electricity (%)
Fuel-Fired Power Generation | 0 | 0
High Temperature Geothermal* | 0 | 0
Photovoltaic Power | 0 | 0
Wind Power* | 0 | 0
Net Decrease in On-Site Storage | 0 | 0
Total On-Site Electric Sources | 0 | 0
Electricity Coming From Utility | 970.56 | 100
Surplus Electricity Going To Utility | 0 | 0
Net Electricity From Utility | 970.56 | 100
Total On-Site and Utility Electric Sources | 970.56 | 100
Total Electricity End Uses | 970.56 | 100
| Construction | Reflectance | U-Factor with Film (W/m2-K) | U-Factor no Film (W/m2-K) | Gross Area (m2) | Azimuth (deg) | Tilt (deg) | Cardinal Direction
OFFICE_WALL_SOUTH | EXT-WALLS | 0.8 | 0.641 | 0.71 | 110.54 | 180 | 90 | S
OFFICE_WALL_EAST | EXT-WALLS | 0.8 | 0.641 | 0.71 | 39.02 | 90 | 90 | E
OFFICE_WALL_NORTH | EXT-WALLS | 0.8 | 0.641 | 0.71 | 110.54 | 0 | 90 | N
OFFICE_WALL_WEST | EXT-WALLS | 0.8 | 0.641 | 0.71 | 39.02 | 270 | 90 | W
OFFICE_FLOOR | EXT-SLAB | 0.3 | 1.627 | 2.69 | 236.88 | 0 | 180
FINESTORAGE_WALL_SOUTH_1 | EXT-WALLS | 0.8 | 0.641 | 0.71 | 169.07 | 180 | 90 | S
FINESTORAGE_WALL_EAST | EXT-WALLS | 0.8 | 0.641 | 0.71 | 260.1 | 90 | 90 | E
FINESTORAGE_WALL_NORTH | INT-WALLS | 0.3 | 3.242 | 6.3 | 390.16 | 0 | 90 | N
FINESTORAGE_WALL_WEST_1 | EXT-WALLS | 0.8 | 0.641 | 0.71 | 182.07 | 270 | 90 | W
FINE STORAGE OFFICE_WALL_SOUTH | EXT-WALLS | 0.8 | 0.641 | 0.71 | 110.54 | 180 | 90 | S
FINE STORAGE OFFICE_WALL_WEST | EXT-WALLS | 0.8 | 0.641 | 0.71 | 39.02 | 270 | 90 | W
FINESTORAGE_FLOOR | EXT-SLAB | 0.3 | 1.627 | 2.69 | 1156.53 | 0 | 180
FINESTORAGE_CEILING | ROOFS | 0.3 | 0.369 | 0.4 | 1393.41 | 0 | 0
BULKSTORAGE_WALL_EAST | EXT-WALLS | 0.8 | 0.641 | 0.71 | 598.24 | 90 | 90 | E
BULKSTORAGE_WALL_NORTH | EXT-WALLS | 0.8 | 0.641 | 0.71 | 390.16 | 0 | 90 | N
BULKSTORAGE_WALL_WEST | EXT-WALLS | 0.8 | 0.641 | 0.71 | 598.24 | 270 | 90 | W
BULKSTORAGE_FLOOR | EXT-SLAB | 0.3 | 1.627 | 2.69 | 3204.84 | 0 | 180
BULKSTORAGE_CEILING | ROOFS | 0.3 | 0.369 | 0.4 | 3204.84 | 180 | 0
| Construction | Area of Opening (m2) | U-Factor | SHGC | Visible Transmittance | Shade Control | Parent Surface
OFFICE_WALL_SOUTH WINDOW 1 | WINDOW_SOUTH | 5.58 | 3.24 | 0.49 | 0.622 | No | OFFICE_WALL_SOUTH
OFFICE_WALL_SOUTH WINDOW2 | WINDOW_SOUTH | 5.58 | 3.24 | 0.49 | 0.622 | No | OFFICE_WALL_SOUTH
OFFICE_WALL_WEST WINDOW1 | WINDOW_WEST | 3.25 | 3.24 | 0.49 | 0.622 | No | OFFICE_WALL_WEST
OFFICE_WALL_WEST WINDOW2 | WINDOW_WEST | 3.25 | 3.24 | 0.49 | 0.622 | No | OFFICE_WALL_WEST
| Type | Nominal Capacity (W) | Nominal Efficiency (W/W)
FURNACE_PACU_CAV_1:1_UNITARY_PACKAGE_COOLCOIL | Coil:Cooling:DX:SingleSpeed | 19125.71 | 3.69
FURNACE_PACU_CAV_2:2_UNITARY_PACKAGE_COOLCOIL | Coil:Cooling:DX:SingleSpeed | 93553.69 | 3.69
| Type | Total Efficiency (W/W) | Delta Pressure (pa) | Max Flow Rate (m3/s) | Rated Power (W) | Motor Heat In Air Fraction | End Use
BULKSTORAGE UNIT HEATERFAN | Fan:ConstantVolume | 0.03 | 50 | 37.76 | 71598.98 | 1 | Unit Heater Fans
FURNACE_PACU_CAV_1:1_UNITARY_PACKAGE_FAN | Fan:OnOff | 0.35 | 500 | 1.16 | 1650.55 | 1 | General
FURNACE_PACU_CAV_2:2_UNITARY_PACKAGE_FAN | Fan:OnOff | 0.35 | 500 | 4.36 | 6233.14 | 1 | General
Nominal Capacity [W]
BULKSTORAGE UNIT HEATER COIL | 2968943.16
FURNACE_PACU_CAV_1:1_UNITARY_PACKAGE_HEATCOIL | 29006.89
FURNACE_PACU_CAV_2:2_UNITARY_PACKAGE_HEATCOIL | 142493.22
| CO2:FACILITY [kg] | NOX:FACILITY [kg] | SO2:FACILITY [kg] | PM:FACILITY [kg] | HG:FACILITY [kg] | WATERENVIRONMENTALFACTORS:FACILITY [L] | CARBON EQUIVALENT:FACILITY [kg]
January | 38163.284 | 59.9268 | 82.5106 | 0 | 0.0006 | 54202.1068 | 15625.3623
February | 25906.171 | 40.6646 | 55.9609 | 0 | 0.0004 | 36761.266 | 10605.4316
March | 21689.3791 | 36.0717 | 53.4492 | 0 | 0.0004 | 35121.666 | 9072.8316
April | 16209.473 | 28.7248 | 45.698 | 0 | 0.0003 | 30036.2305 | 6949.4268
May | 15848.9202 | 28.8386 | 47.1325 | 0 | 0.0003 | 30981.9944 | 6866.7963
June | 15926.2802 | 29.0593 | 47.6228 | 0 | 0.0003 | 31304.593 | 6907.9538
July | 15437.3938 | 28.1694 | 46.1679 | 0 | 0.0003 | 30348.231 | 6696.1061
August | 16674.4169 | 30.4273 | 49.8697 | 0 | 0.0004 | 32781.6431 | 7232.7453
September | 14924.5376 | 27.1984 | 44.5198 | 0 | 0.0003 | 29264.7407 | 6470.2945
October | 17172.2283 | 30.4514 | 48.479 | 0 | 0.0004 | 31864.1639 | 7364.1443
November | 20940.2119 | 34.7699 | 51.4212 | 0 | 0.0004 | 33788.819 | 8754.1121
December | 29663.8686 | 46.4312 | 63.6488 | 0 | 0.0005 | 41810.8459 | 12131.1516
Annual Sum or Average | 248556.1647 | 420.7334 | 636.4804 | 0 | 0.0047 | 418266.3004 | 104676.3563
Minimum of Months | 14924.5376 | 27.1984 | 44.5198 | 0 | 0.0003 | 29264.7407 | 6470.2945
Maximum of Months | 38163.284 | 59.9268 | 82.5106 | 0 | 0.0006 | 54202.1068 | 15625.3623
| ELECTRICITY:FACILITY [J] | ELECTRICITY:FACILITY {Maximum}[W] | ELECTRICITY:FACILITY {TIMESTAMP} | INTERIORLIGHTS:ELECTRICITY {AT MAX/MIN} [W] | INTERIOREQUIPMENT:ELECTRICITY {AT MAX/MIN} [W] | FANS:ELECTRICITY {AT MAX/MIN} [W] | HEATING:ELECTRICITY {AT MAX/MIN} [W] | COOLING:ELECTRICITY {AT MAX/MIN} [W] | EXTERIORLIGHTS:ELECTRICITY {AT MAX/MIN} [W] | PUMPS:ELECTRICITY [Invalid/Undefined] | HEATREJECTION:ELECTRICITY [Invalid/Undefined] | EXTERIOREQUIPMENT:ELECTRICITY [Invalid/Undefined] | HUMIDIFICATION:ELECTRICITY [Invalid/Undefined] | HEATRECOVERY:ELECTRICITY [Invalid/Undefined] | WATERSYSTEMS:ELECTRICITY [Invalid/Undefined] | REFRIGERATION:ELECTRICITY [Invalid/Undefined] | GENERATORS:ELECTRICITY [Invalid/Undefined] | ELECTRICITYPRODUCED:FACILITY [Invalid/Undefined]
January | 125772000000 | 144042.736 | 04-JAN-16:00 | 49331.035 | 9104.406 | 79482.67 | 0 | 0 | 6124.624 | 0 | 0 | 0 | 0 | 0 | 0 | 0 | 0 | 0
February | 85301700000 | 137918.112 | 03-FEB-09:20 | 49331.035 | 9104.406 | 79482.67 | 0 | 0 | 0 | 0 | 0 | 0 | 0 | 0 | 0 | 0 | 0 | 0
March | 81497200000 | 92100.122 | 06-MAR-05:40 | 5481.226 | 1011.601 | 79482.67 | 0 | 0 | 6124.624 | 0 | 0 | 0 | 0 | 0 | 0 | 0 | 0 | 0
April | 69696800000 | 67229.647 | 14-APR-15:00 | 49331.035 | 9104.406 | 7883.693 | 0 | 910.513 | 0 | 0 | 0 | 0 | 0 | 0 | 0 | 0 | 0 | 0
May | 71891400000 | 74662.888 | 31-MAY-12:50 | 49331.035 | 9104.406 | 7883.693 | 0 | 8343.754 | 0 | 0 | 0 | 0 | 0 | 0 | 0 | 0 | 0 | 0
June | 72639900000 | 84170.141 | 30-JUN-14:00 | 49331.035 | 9104.406 | 7883.693 | 0 | 17851.007 | 0 | 0 | 0 | 0 | 0 | 0 | 0 | 0 | 0 | 0
July | 70420800000 | 81646.299 | 13-JUL-15:00 | 49331.035 | 9104.406 | 7883.693 | 0 | 15327.164 | 0 | 0 | 0 | 0 | 0 | 0 | 0 | 0 | 0 | 0
August | 76067300000 | 81434.159 | 25-AUG-15:00 | 49331.035 | 9104.406 | 7883.693 | 0 | 15115.024 | 0 | 0 | 0 | 0 | 0 | 0 | 0 | 0 | 0 | 0
September | 67906600000 | 75052.048 | 14-SEP-13:20 | 49331.035 | 9104.406 | 7883.693 | 0 | 8732.914 | 0 | 0 | 0 | 0 | 0 | 0 | 0 | 0 | 0 | 0
October | 73938400000 | 72443.759 | 31-OCT-16:00 | 49331.035 | 9104.406 | 7883.693 | 0 | 0 | 6124.624 | 0 | 0 | 0 | 0 | 0 | 0 | 0 | 0 | 0
November | 78404400000 | 72443.759 | 01-NOV-16:00 | 49331.035 | 9104.406 | 7883.693 | 0 | 0 | 6124.624 | 0 | 0 | 0 | 0 | 0 | 0 | 0 | 0 | 0
December | 97018900000 | 137918.112 | 20-DEC-09:20 | 49331.035 | 9104.406 | 79482.67 | 0 | 0 | 0 | 0 | 0 | 0 | 0 | 0 | 0 | 0 | 0 | 0
Annual Sum or Average | 970555000000 | [8 empty] | 0 | 0 | 0 | 0 | 0 | 0 | 0 | 0 | 0
Minimum of Months | 67906600000 | 67229.647 |  | 5481.226 | 1011.601 | 7883.693 | 0 | 0 | 0 | 0 | 0 | 0 | 0 | 0 | 0 | 0 | 0 | 0
Maximum of Months | 125772000000 | 144042.736 |  | 49331.035 | 9104.406 | 79482.67 | 0 | 17851.007 | 6124.624 | 0 | 0 | 0 | 0 | 0 | 0 | 0 | 0 | 0
| Electric | Gas | Other | Total
Cost ($) | 17829.96 | 5432.17 | 0 | 23262.13
Cost per Total Building Area ($/m2) | 3.69 | 1.12 | 0 | 4.81
Cost per Net Conditioned Building Area ($/m2) | 3.69 | 1.12 | 0 | 4.81
14-helena
| Total Energy (GJ) | Energy Per Total Building Area (MJ/m2) | Energy Per Conditioned Building Area (MJ/m2)
Total Site Energy | 1488.32 | 307.81 | 307.81
Net Site Energy | 1488.32 | 307.81 | 307.81
Total Source Energy | 3903.05 | 807.23 | 807.23
Net Source Energy | 3903.05 | 807.23 | 807.23
Area (m2)
Total Building Area | 4835.13
Net Conditioned Building Area | 4835.13
| Electricity (GJ) | Natural Gas (GJ) | Other Fuel (GJ) | District Cooling (GJ) | District Heating (GJ) | Water (m3)
Heating | 0 | 532.86 | 0 | 0 | 0 | 0
Cooling | 5.73 | 0 | 0 | 0 | 0 | 0
Interior Lighting | 545.05 | 0 | 0 | 0 | 0 | 0
Exterior Lighting | 96.13 | 0 | 0 | 0 | 0 | 0
Interior Equipment | 104.42 | 0 | 0 | 0 | 0 | 0
Exterior Equipment | 0 | 0 | 0 | 0 | 0 | 0
Fans | 204.12 | 0 | 0 | 0 | 0 | 0
Pumps | 0 | 0 | 0 | 0 | 0 | 0
Heat Rejection | 0 | 0 | 0 | 0 | 0 | 0
Humidification | 0 | 0 | 0 | 0 | 0 | 0
Heat Recovery | 0 | 0 | 0 | 0 | 0 | 0
Water Systems | 0 | 0 | 0 | 0 | 0 | 0
Refrigeration | 0 | 0 | 0 | 0 | 0 | 0
Generators | 0 | 0 | 0 | 0 | 0 | 0
Total End Uses | 955.46 | 532.86 | 0 | 0 | 0 | 0
| Electricity (GJ) | Percent Electricity (%)
Fuel-Fired Power Generation | 0 | 0
High Temperature Geothermal* | 0 | 0
Photovoltaic Power | 0 | 0
Wind Power* | 0 | 0
Net Decrease in On-Site Storage | 0 | 0
Total On-Site Electric Sources | 0 | 0
Electricity Coming From Utility | 955.46 | 100
Surplus Electricity Going To Utility | 0 | 0
Net Electricity From Utility | 955.46 | 100
Total On-Site and Utility Electric Sources | 955.46 | 100
Total Electricity End Uses | 955.46 | 100
| Construction | Reflectance | U-Factor with Film (W/m2-K) | U-Factor no Film (W/m2-K) | Gross Area (m2) | Azimuth (deg) | Tilt (deg) | Cardinal Direction
OFFICE_WALL_SOUTH | EXT-WALLS | 0.8 | 0.641 | 0.71 | 110.54 | 180 | 90 | S
OFFICE_WALL_EAST | EXT-WALLS | 0.8 | 0.641 | 0.71 | 39.02 | 90 | 90 | E
OFFICE_WALL_NORTH | EXT-WALLS | 0.8 | 0.641 | 0.71 | 110.54 | 0 | 90 | N
OFFICE_WALL_WEST | EXT-WALLS | 0.8 | 0.641 | 0.71 | 39.02 | 270 | 90 | W
OFFICE_FLOOR | EXT-SLAB | 0.3 | 1.627 | 2.69 | 236.88 | 0 | 180
FINESTORAGE_WALL_SOUTH_1 | EXT-WALLS | 0.8 | 0.641 | 0.71 | 169.07 | 180 | 90 | S
FINESTORAGE_WALL_EAST | EXT-WALLS | 0.8 | 0.641 | 0.71 | 260.1 | 90 | 90 | E
FINESTORAGE_WALL_NORTH | INT-WALLS | 0.3 | 3.242 | 6.3 | 390.16 | 0 | 90 | N
FINESTORAGE_WALL_WEST_1 | EXT-WALLS | 0.8 | 0.641 | 0.71 | 182.07 | 270 | 90 | W
FINE STORAGE OFFICE_WALL_SOUTH | EXT-WALLS | 0.8 | 0.641 | 0.71 | 110.54 | 180 | 90 | S
FINE STORAGE OFFICE_WALL_WEST | EXT-WALLS | 0.8 | 0.641 | 0.71 | 39.02 | 270 | 90 | W
FINESTORAGE_FLOOR | EXT-SLAB | 0.3 | 1.627 | 2.69 | 1156.53 | 0 | 180
FINESTORAGE_CEILING | ROOFS | 0.3 | 0.369 | 0.4 | 1393.41 | 0 | 0
BULKSTORAGE_WALL_EAST | EXT-WALLS | 0.8 | 0.641 | 0.71 | 598.24 | 90 | 90 | E
BULKSTORAGE_WALL_NORTH | EXT-WALLS | 0.8 | 0.641 | 0.71 | 390.16 | 0 | 90 | N
BULKSTORAGE_WALL_WEST | EXT-WALLS | 0.8 | 0.641 | 0.71 | 598.24 | 270 | 90 | W
BULKSTORAGE_FLOOR | EXT-SLAB | 0.3 | 1.627 | 2.69 | 3204.84 | 0 | 180
BULKSTORAGE_CEILING | ROOFS | 0.3 | 0.369 | 0.4 | 3204.84 | 180 | 0
| Construction | Area of Opening (m2) | U-Factor | SHGC | Visible Transmittance | Shade Control | Parent Surface
OFFICE_WALL_SOUTH WINDOW 1 | WINDOW_SOUTH | 5.58 | 3.24 | 0.49 | 0.622 | No | OFFICE_WALL_SOUTH
OFFICE_WALL_SOUTH WINDOW2 | WINDOW_SOUTH | 5.58 | 3.24 | 0.49 | 0.622 | No | OFFICE_WALL_SOUTH
OFFICE_WALL_WEST WINDOW1 | WINDOW_WEST | 3.25 | 3.24 | 0.49 | 0.622 | No | OFFICE_WALL_WEST
OFFICE_WALL_WEST WINDOW2 | WINDOW_WEST | 3.25 | 3.24 | 0.49 | 0.622 | No | OFFICE_WALL_WEST
| Type | Nominal Capacity (W) | Nominal Efficiency (W/W)
FURNACE_PACU_CAV_1:1_UNITARY_PACKAGE_COOLCOIL | Coil:Cooling:DX:SingleSpeed | 21416.82 | 3.69
FURNACE_PACU_CAV_2:2_UNITARY_PACKAGE_COOLCOIL | Coil:Cooling:DX:SingleSpeed | 79793.4 | 3.69
| Type | Total Efficiency (W/W) | Delta Pressure (pa) | Max Flow Rate (m3/s) | Rated Power (W) | Motor Heat In Air Fraction | End Use
BULKSTORAGE UNIT HEATERFAN | Fan:ConstantVolume | 0.03 | 50 | 37.76 | 71598.98 | 1 | Unit Heater Fans
FURNACE_PACU_CAV_1:1_UNITARY_PACKAGE_FAN | Fan:OnOff | 0.35 | 500 | 1.29 | 1848.27 | 1 | General
FURNACE_PACU_CAV_2:2_UNITARY_PACKAGE_FAN | Fan:OnOff | 0.35 | 500 | 4.82 | 6886.17 | 1 | General
Nominal Capacity [W]
BULKSTORAGE UNIT HEATER COIL | 2705426.86
FURNACE_PACU_CAV_1:1_UNITARY_PACKAGE_HEATCOIL | 28664.55
FURNACE_PACU_CAV_2:2_UNITARY_PACKAGE_HEATCOIL | 139564.6
| CO2:FACILITY [kg] | NOX:FACILITY [kg] | SO2:FACILITY [kg] | PM:FACILITY [kg] | HG:FACILITY [kg] | WATERENVIRONMENTALFACTORS:FACILITY [L] | CARBON EQUIVALENT:FACILITY [kg]
January | 32517.0747 | 51.2623 | 78.7938 | 0 | 0.0006 | 1868343.2117 | 13356.2969
February | 25212.3718 | 40.2052 | 62.7518 | 0 | 0.0004 | 1488041.77 | 10400.2371
March | 22294.6733 | 37.0736 | 60.991 | 0 | 0.0004 | 1446557.5954 | 9343.7082
April | 18066.868 | 31.0166 | 52.9452 | 0 | 0.0004 | 1255889.3439 | 7665.9215
May | 17326.9998 | 30.5329 | 53.6214 | 0 | 0.0004 | 1272046.5822 | 7428.0144
June | 17091.4249 | 30.299 | 53.5478 | 0 | 0.0004 | 1270327.3464 | 7344.544
July | 16494.6746 | 29.2782 | 51.8122 | 0 | 0.0004 | 1229157.9681 | 7091.6897
August | 17786.0521 | 31.5646 | 55.8479 | 0 | 0.0004 | 1324897.5519 | 7646.3489
September | 16337.8099 | 28.9113 | 50.9997 | 0 | 0.0004 | 1209870.7154 | 7015.7012
October | 18786.1958 | 32.509 | 55.9843 | 0 | 0.0004 | 1328017.6706 | 7996.0256
November | 21911.3099 | 36.2522 | 59.2771 | 0 | 0.0004 | 1405878.5431 | 9165.2623
December | 29520.0762 | 46.7316 | 72.233 | 0 | 0.0005 | 1712810.8206 | 12144.0358
Annual Sum or Average | 253345.531 | 425.6364 | 708.8053 | 0 | 0.005 | 16811800 | 106597.7858
Minimum of Months | 16337.8099 | 28.9113 | 50.9997 | 0 | 0.0004 | 1209870.7154 | 7015.7012
Maximum of Months | 32517.0747 | 51.2623 | 78.7938 | 0 | 0.0006 | 1868343.2117 | 13356.2969
| ELECTRICITY:FACILITY [J] | ELECTRICITY:FACILITY {Maximum}[W] | ELECTRICITY:FACILITY {TIMESTAMP} | INTERIORLIGHTS:ELECTRICITY {AT MAX/MIN} [W] | INTERIOREQUIPMENT:ELECTRICITY {AT MAX/MIN} [W] | FANS:ELECTRICITY {AT MAX/MIN} [W] | HEATING:ELECTRICITY {AT MAX/MIN} [W] | COOLING:ELECTRICITY {AT MAX/MIN} [W] | EXTERIORLIGHTS:ELECTRICITY {AT MAX/MIN} [W] | PUMPS:ELECTRICITY [Invalid/Undefined] | HEATREJECTION:ELECTRICITY [Invalid/Undefined] | EXTERIOREQUIPMENT:ELECTRICITY [Invalid/Undefined] | HUMIDIFICATION:ELECTRICITY [Invalid/Undefined] | HEATRECOVERY:ELECTRICITY [Invalid/Undefined] | WATERSYSTEMS:ELECTRICITY [Invalid/Undefined] | REFRIGERATION:ELECTRICITY [Invalid/Undefined] | GENERATORS:ELECTRICITY [Invalid/Undefined] | ELECTRICITYPRODUCED:FACILITY [Invalid/Undefined]
January | 106182000000 | 138768.861 | 05-JAN-09:09 | 49331.035 | 9104.406 | 80333.419 | 0 | 0 | 0 | 0 | 0 | 0 | 0 | 0 | 0 | 0 | 0 | 0
February | 84569000000 | 138768.861 | 24-FEB-09:09 | 49331.035 | 9104.406 | 80333.419 | 0 | 0 | 0 | 0 | 0 | 0 | 0 | 0 | 0 | 0 | 0 | 0
March | 82211300000 | 97534.765 | 04-MAR-09:20 | 13154.943 | 4046.403 | 80333.419 | 0 | 0 | 0 | 0 | 0 | 0 | 0 | 0 | 0 | 0 | 0 | 0
April | 71375200000 | 68145.511 | 06-APR-15:30 | 49331.035 | 9104.406 | 8734.441 | 0 | 975.628 | 0 | 0 | 0 | 0 | 0 | 0 | 0 | 0 | 0 | 0
May | 72293400000 | 68701.083 | 17-MAY-15:00 | 49331.035 | 9104.406 | 8734.441 | 0 | 1531.2 | 0 | 0 | 0 | 0 | 0 | 0 | 0 | 0 | 0 | 0
June | 72195700000 | 82227.374 | 30-JUN-14:00 | 49331.035 | 9104.406 | 8734.441 | 0 | 15057.491 | 0 | 0 | 0 | 0 | 0 | 0 | 0 | 0 | 0 | 0
July | 69856000000 | 81497.027 | 21-JUL-15:00 | 49331.035 | 9104.406 | 8734.441 | 0 | 14327.144 | 0 | 0 | 0 | 0 | 0 | 0 | 0 | 0 | 0 | 0
August | 75297100000 | 78546.165 | 09-AUG-15:00 | 49331.035 | 9104.406 | 8734.441 | 0 | 11376.282 | 0 | 0 | 0 | 0 | 0 | 0 | 0 | 0 | 0 | 0
September | 68759800000 | 73008.905 | 12-SEP-15:00 | 49331.035 | 9104.406 | 8734.441 | 0 | 5839.022 | 0 | 0 | 0 | 0 | 0 | 0 | 0 | 0 | 0 | 0
October | 75474400000 | 68479.797 | 06-OCT-15:00 | 49331.035 | 9104.406 | 8734.441 | 0 | 1309.914 | 0 | 0 | 0 | 0 | 0 | 0 | 0 | 0 | 0 | 0
November | 79899400000 | 73294.508 | 08-NOV-16:00 | 49331.035 | 9104.406 | 8734.441 | 0 | 0 | 6124.624 | 0 | 0 | 0 | 0 | 0 | 0 | 0 | 0 | 0
December | 97343100000 | 138768.861 | 11-DEC-09:09 | 49331.035 | 9104.406 | 80333.419 | 0 | 0 | 0 | 0 | 0 | 0 | 0 | 0 | 0 | 0 | 0 | 0
Annual Sum or Average | 955457000000 | [8 empty] | 0 | 0 | 0 | 0 | 0 | 0 | 0 | 0 | 0
Minimum of Months | 68759800000 | 68145.511 |  | 13154.943 | 4046.403 | 8734.441 | 0 | 0 | 0 | 0 | 0 | 0 | 0 | 0 | 0 | 0 | 0 | 0
Maximum of Months | 106182000000 | 138768.861 |  | 49331.035 | 9104.406 | 80333.419 | 0 | 15057.491 | 6124.624 | 0 | 0 | 0 | 0 | 0 | 0 | 0 | 0 | 0
| Electric | Gas | Other | Total
Cost ($) | 22123.19 | 4220.36 | 0 | 26343.55
Cost per Total Building Area ($/m2) | 4.58 | 0.87 | 0 | 5.45
Cost per Net Conditioned Building Area ($/m2) | 4.58 | 0.87 | 0 | 5.45
15-duluth
| Total Energy (GJ) | Energy Per Total Building Area (MJ/m2) | Energy Per Conditioned Building Area (MJ/m2)
Total Site Energy | 1739.46 | 359.75 | 359.75
Net Site Energy | 1739.46 | 359.75 | 359.75
Total Source Energy | 4186.3 | 865.81 | 865.81
Net Source Energy | 4186.3 | 865.81 | 865.81
Area (m2)
Total Building Area | 4835.13
Net Conditioned Building Area | 4835.13
| Electricity (GJ) | Natural Gas (GJ) | Other Fuel (GJ) | District Cooling (GJ) | District Heating (GJ) | Water (m3)
Heating | 0 | 764.27 | 0 | 0 | 0 | 0
Cooling | 3.24 | 0 | 0 | 0 | 0 | 0
Interior Lighting | 545.05 | 0 | 0 | 0 | 0 | 0
Exterior Lighting | 96.08 | 0 | 0 | 0 | 0 | 0
Interior Equipment | 104.42 | 0 | 0 | 0 | 0 | 0
Exterior Equipment | 0 | 0 | 0 | 0 | 0 | 0
Fans | 226.39 | 0 | 0 | 0 | 0 | 0
Pumps | 0 | 0 | 0 | 0 | 0 | 0
Heat Rejection | 0 | 0 | 0 | 0 | 0 | 0
Humidification | 0 | 0 | 0 | 0 | 0 | 0
Heat Recovery | 0 | 0 | 0 | 0 | 0 | 0
Water Systems | 0 | 0 | 0 | 0 | 0 | 0
Refrigeration | 0 | 0 | 0 | 0 | 0 | 0
Generators | 0 | 0 | 0 | 0 | 0 | 0
Total End Uses | 975.18 | 764.27 | 0 | 0 | 0 | 0
| Electricity (GJ) | Percent Electricity (%)
Fuel-Fired Power Generation | 0 | 0
High Temperature Geothermal* | 0 | 0
Photovoltaic Power | 0 | 0
Wind Power* | 0 | 0
Net Decrease in On-Site Storage | 0 | 0
Total On-Site Electric Sources | 0 | 0
Electricity Coming From Utility | 975.18 | 100
Surplus Electricity Going To Utility | 0 | 0
Net Electricity From Utility | 975.18 | 100
Total On-Site and Utility Electric Sources | 975.18 | 100
Total Electricity End Uses | 975.18 | 100
| Construction | Reflectance | U-Factor with Film (W/m2-K) | U-Factor no Film (W/m2-K) | Gross Area (m2) | Azimuth (deg) | Tilt (deg) | Cardinal Direction
OFFICE_WALL_SOUTH | EXT-WALLS | 0.8 | 0.324 | 0.34 | 110.54 | 180 | 90 | S
OFFICE_WALL_EAST | EXT-WALLS | 0.8 | 0.324 | 0.34 | 39.02 | 90 | 90 | E
OFFICE_WALL_NORTH | EXT-WALLS | 0.8 | 0.324 | 0.34 | 110.54 | 0 | 90 | N
OFFICE_WALL_WEST | EXT-WALLS | 0.8 | 0.324 | 0.34 | 39.02 | 270 | 90 | W
OFFICE_FLOOR | EXT-SLAB | 0.3 | 1.627 | 2.69 | 236.88 | 0 | 180
FINESTORAGE_WALL_SOUTH_1 | EXT-WALLS | 0.8 | 0.324 | 0.34 | 169.07 | 180 | 90 | S
FINESTORAGE_WALL_EAST | EXT-WALLS | 0.8 | 0.324 | 0.34 | 260.1 | 90 | 90 | E
FINESTORAGE_WALL_NORTH | INT-WALLS | 0.3 | 3.242 | 6.3 | 390.16 | 0 | 90 | N
FINESTORAGE_WALL_WEST_1 | EXT-WALLS | 0.8 | 0.324 | 0.34 | 182.07 | 270 | 90 | W
FINE STORAGE OFFICE_WALL_SOUTH | EXT-WALLS | 0.8 | 0.324 | 0.34 | 110.54 | 180 | 90 | S
FINE STORAGE OFFICE_WALL_WEST | EXT-WALLS | 0.8 | 0.324 | 0.34 | 39.02 | 270 | 90 | W
FINESTORAGE_FLOOR | EXT-SLAB | 0.3 | 1.627 | 2.69 | 1156.53 | 0 | 180
FINESTORAGE_CEILING | ROOFS | 0.3 | 0.369 | 0.4 | 1393.41 | 0 | 0
BULKSTORAGE_WALL_EAST | EXT-WALLS | 0.8 | 0.324 | 0.34 | 598.24 | 90 | 90 | E
BULKSTORAGE_WALL_NORTH | EXT-WALLS | 0.8 | 0.324 | 0.34 | 390.16 | 0 | 90 | N
BULKSTORAGE_WALL_WEST | EXT-WALLS | 0.8 | 0.324 | 0.34 | 598.24 | 270 | 90 | W
BULKSTORAGE_FLOOR | EXT-SLAB | 0.3 | 1.627 | 2.69 | 3204.84 | 0 | 180
BULKSTORAGE_CEILING | ROOFS | 0.3 | 0.369 | 0.4 | 3204.84 | 180 | 0
| Construction | Area of Opening (m2) | U-Factor | SHGC | Visible Transmittance | Shade Control | Parent Surface
OFFICE_WALL_SOUTH WINDOW 1 | WINDOW_SOUTH | 5.58 | 3.24 | 0.49 | 0.49 | No | OFFICE_WALL_SOUTH
OFFICE_WALL_SOUTH WINDOW2 | WINDOW_SOUTH | 5.58 | 3.24 | 0.49 | 0.49 | No | OFFICE_WALL_SOUTH
OFFICE_WALL_WEST WINDOW1 | WINDOW_WEST | 3.25 | 3.24 | 0.49 | 0.49 | No | OFFICE_WALL_WEST
OFFICE_WALL_WEST WINDOW2 | WINDOW_WEST | 3.25 | 3.24 | 0.49 | 0.49 | No | OFFICE_WALL_WEST
| Type | Nominal Capacity (W) | Nominal Efficiency (W/W)
FURNACE_PACU_CAV_1:1_UNITARY_PACKAGE_COOLCOIL | Coil:Cooling:DX:SingleSpeed | 17173.52 | 3.69
FURNACE_PACU_CAV_2:2_UNITARY_PACKAGE_COOLCOIL | Coil:Cooling:DX:SingleSpeed | 89905.56 | 3.69
| Type | Total Efficiency (W/W) | Delta Pressure (pa) | Max Flow Rate (m3/s) | Rated Power (W) | Motor Heat In Air Fraction | End Use
BULKSTORAGE UNIT HEATERFAN | Fan:ConstantVolume | 0.03 | 50 | 37.76 | 71598.98 | 1 | Unit Heater Fans
FURNACE_PACU_CAV_1:1_UNITARY_PACKAGE_FAN | Fan:OnOff | 0.35 | 500 | 1.04 | 1482.07 | 1 | General
FURNACE_PACU_CAV_2:2_UNITARY_PACKAGE_FAN | Fan:OnOff | 0.35 | 500 | 4.43 | 6321.51 | 1 | General
Nominal Capacity [W]
BULKSTORAGE UNIT HEATER COIL | 3038939.51
FURNACE_PACU_CAV_1:1_UNITARY_PACKAGE_HEATCOIL | 25942.48
FURNACE_PACU_CAV_2:2_UNITARY_PACKAGE_HEATCOIL | 142455.32
| CO2:FACILITY [kg] | NOX:FACILITY [kg] | SO2:FACILITY [kg] | PM:FACILITY [kg] | HG:FACILITY [kg] | WATERENVIRONMENTALFACTORS:FACILITY [L] | CARBON EQUIVALENT:FACILITY [kg]
January | 34677.3224 | 54.2427 | 74.2894 | 0 | 0.0006 | 48800.493 | 14178.0009
February | 28855.8074 | 45.578 | 63.2552 | 0 | 0.0005 | 41554.4313 | 11840.0363
March | 24194.7053 | 39.3141 | 56.6138 | 0 | 0.0004 | 37196.9724 | 10032.4878
April | 17628.8155 | 30.4293 | 47.0595 | 0 | 0.0003 | 30927.9172 | 7480.4382
May | 16126.7734 | 29.0439 | 46.9813 | 0 | 0.0003 | 30881.5007 | 6958.4861
June | 15265.5751 | 27.8461 | 45.6223 | 0 | 0.0003 | 29989.5728 | 6620.6473
July | 14940.1624 | 27.2598 | 44.6736 | 0 | 0.0003 | 29365.9564 | 6480.2148
August | 16170.4144 | 29.4897 | 48.3041 | 0 | 0.0004 | 31752.3811 | 7012.4157
September | 15138.8866 | 27.4414 | 44.6783 | 0 | 0.0003 | 29368.412 | 6549.1062
October | 17763.4762 | 31.2227 | 49.2456 | 0 | 0.0004 | 32366.9924 | 7591.2021
November | 22423.7561 | 36.8463 | 53.8045 | 0 | 0.0004 | 35353.1124 | 9337.3303
December | 30393.4115 | 47.51 | 65.0084 | 0 | 0.0005 | 42703.653 | 12423.4613
Annual Sum or Average | 253579.1064 | 426.224 | 639.536 | 0 | 0.0047 | 420261.3948 | 106503.8271
Minimum of Months | 14940.1624 | 27.2598 | 44.6736 | 0 | 0.0003 | 29365.9564 | 6480.2148
Maximum of Months | 34677.3224 | 54.2427 | 74.2894 | 0 | 0.0006 | 48800.493 | 14178.0009
| ELECTRICITY:FACILITY [J] | ELECTRICITY:FACILITY {Maximum}[W] | ELECTRICITY:FACILITY {TIMESTAMP} | INTERIORLIGHTS:ELECTRICITY {AT MAX/MIN} [W] | INTERIOREQUIPMENT:ELECTRICITY {AT MAX/MIN} [W] | FANS:ELECTRICITY {AT MAX/MIN} [W] | HEATING:ELECTRICITY {AT MAX/MIN} [W] | COOLING:ELECTRICITY {AT MAX/MIN} [W] | EXTERIORLIGHTS:ELECTRICITY {AT MAX/MIN} [W] | PUMPS:ELECTRICITY [Invalid/Undefined] | HEATREJECTION:ELECTRICITY [Invalid/Undefined] | EXTERIOREQUIPMENT:ELECTRICITY [Invalid/Undefined] | HUMIDIFICATION:ELECTRICITY [Invalid/Undefined] | HEATRECOVERY:ELECTRICITY [Invalid/Undefined] | WATERSYSTEMS:ELECTRICITY [Invalid/Undefined] | REFRIGERATION:ELECTRICITY [Invalid/Undefined] | GENERATORS:ELECTRICITY [Invalid/Undefined] | ELECTRICITYPRODUCED:FACILITY [Invalid/Undefined]
January | 113238000000 | 143962.632 | 09-JAN-16:00 | 49331.035 | 9104.406 | 79402.566 | 0 | 0 | 6124.624 | 0 | 0 | 0 | 0 | 0 | 0 | 0 | 0 | 0
February | 96423900000 | 137838.007 | 01-FEB-09:09 | 49331.035 | 9104.406 | 79402.566 | 0 | 0 | 0 | 0 | 0 | 0 | 0 | 0 | 0 | 0 | 0 | 0
March | 86312800000 | 125863.954 | 03-MAR-08:20 | 38368.583 | 8092.806 | 79402.566 | 0 | 0 | 0 | 0 | 0 | 0 | 0 | 0 | 0 | 0 | 0 | 0
April | 71765900000 | 66744.335 | 04-APR-15:00 | 49331.035 | 9104.406 | 7803.588 | 0 | 505.306 | 0 | 0 | 0 | 0 | 0 | 0 | 0 | 0 | 0 | 0
May | 71658200000 | 67454.306 | 31-MAY-15:00 | 49331.035 | 9104.406 | 7803.588 | 0 | 1215.276 | 0 | 0 | 0 | 0 | 0 | 0 | 0 | 0 | 0 | 0
June | 69588500000 | 75226.06 | 14-JUN-15:00 | 49331.035 | 9104.406 | 7803.588 | 0 | 8987.03 | 0 | 0 | 0 | 0 | 0 | 0 | 0 | 0 | 0 | 0
July | 68141500000 | 79371.565 | 06-JUL-15:00 | 49331.035 | 9104.406 | 7803.588 | 0 | 13132.535 | 0 | 0 | 0 | 0 | 0 | 0 | 0 | 0 | 0 | 0
August | 73679000000 | 75977.172 | 11-AUG-13:30 | 49331.035 | 9104.406 | 7803.588 | 0 | 9738.142 | 0 | 0 | 0 | 0 | 0 | 0 | 0 | 0 | 0 | 0
September | 68147200000 | 67886.643 | 07-SEP-14:00 | 49331.035 | 9104.406 | 7803.588 | 0 | 1647.613 | 0 | 0 | 0 | 0 | 0 | 0 | 0 | 0 | 0 | 0
October | 75105200000 | 72363.654 | 30-OCT-16:00 | 49331.035 | 9104.406 | 7803.588 | 0 | 0 | 6124.624 | 0 | 0 | 0 | 0 | 0 | 0 | 0 | 0 | 0
November | 82034200000 | 96603.911 | 25-NOV-09:20 | 13154.943 | 4046.403 | 79402.566 | 0 | 0 | 0 | 0 | 0 | 0 | 0 | 0 | 0 | 0 | 0 | 0
December | 99090600000 | 137838.007 | 20-DEC-09:09 | 49331.035 | 9104.406 | 79402.566 | 0 | 0 | 0 | 0 | 0 | 0 | 0 | 0 | 0 | 0 | 0 | 0
Annual Sum or Average | 975185000000 | [8 empty] | 0 | 0 | 0 | 0 | 0 | 0 | 0 | 0 | 0
Minimum of Months | 68141500000 | 66744.335 |  | 13154.943 | 4046.403 | 7803.588 | 0 | 0 | 0 | 0 | 0 | 0 | 0 | 0 | 0 | 0 | 0 | 0
Maximum of Months | 113238000000 | 143962.632 |  | 49331.035 | 9104.406 | 79402.566 | 0 | 13132.535 | 6124.624 | 0 | 0 | 0 | 0 | 0 | 0 | 0 | 0 | 0
| Electric | Gas | Other | Total
Cost ($) | 18084.62 | 6015.7 | 0 | 24100.32
Cost per Total Building Area ($/m2) | 3.74 | 1.24 | 0 | 4.98
Cost per Net Conditioned Building Area ($/m2) | 3.74 | 1.24 | 0 | 4.98
16-fairbanks
| Total Energy (GJ) | Energy Per Total Building Area (MJ/m2) | Energy Per Conditioned Building Area (MJ/m2)
Total Site Energy | 2650.74 | 548.23 | 548.23
Net Site Energy | 2650.74 | 548.23 | 548.23
Total Source Energy | 6053.9 | 1252.06 | 1252.06
Net Source Energy | 6053.9 | 1252.06 | 1252.06
Area (m2)
Total Building Area | 4835.13
Net Conditioned Building Area | 4835.13
| Electricity (GJ) | Natural Gas (GJ) | Other Fuel (GJ) | District Cooling (GJ) | District Heating (GJ) | Water (m3)
Heating | 0 | 1376.83 | 0 | 0 | 0 | 0
Cooling | 1.1 | 0 | 0 | 0 | 0 | 0
Interior Lighting | 545.05 | 0 | 0 | 0 | 0 | 0
Exterior Lighting | 95.49 | 0 | 0 | 0 | 0 | 0
Interior Equipment | 104.42 | 0 | 0 | 0 | 0 | 0
Exterior Equipment | 0 | 0 | 0 | 0 | 0 | 0
Fans | 527.85 | 0 | 0 | 0 | 0 | 0
Pumps | 0 | 0 | 0 | 0 | 0 | 0
Heat Rejection | 0 | 0 | 0 | 0 | 0 | 0
Humidification | 0 | 0 | 0 | 0 | 0 | 0
Heat Recovery | 0 | 0 | 0 | 0 | 0 | 0
Water Systems | 0 | 0 | 0 | 0 | 0 | 0
Refrigeration | 0 | 0 | 0 | 0 | 0 | 0
Generators | 0 | 0 | 0 | 0 | 0 | 0
Total End Uses | 1273.91 | 1376.83 | 0 | 0 | 0 | 0
| Electricity (GJ) | Percent Electricity (%)
Fuel-Fired Power Generation | 0 | 0
High Temperature Geothermal* | 0 | 0
Photovoltaic Power | 0 | 0
Wind Power* | 0 | 0
Net Decrease in On-Site Storage | 0 | 0
Total On-Site Electric Sources | 0 | 0
Electricity Coming From Utility | 1273.91 | 100
Surplus Electricity Going To Utility | 0 | 0
Net Electricity From Utility | 1273.91 | 100
Total On-Site and Utility Electric Sources | 1273.91 | 100
Total Electricity End Uses | 1273.91 | 100
| Construction | Reflectance | U-Factor with Film (W/m2-K) | U-Factor no Film (W/m2-K) | Gross Area (m2) | Azimuth (deg) | Tilt (deg) | Cardinal Direction
OFFICE_WALL_SOUTH | EXT-WALLS | 0.8 | 0.324 | 0.34 | 110.54 | 180 | 90 | S
OFFICE_WALL_EAST | EXT-WALLS | 0.8 | 0.324 | 0.34 | 39.02 | 90 | 90 | E
OFFICE_WALL_NORTH | EXT-WALLS | 0.8 | 0.324 | 0.34 | 110.54 | 0 | 90 | N
OFFICE_WALL_WEST | EXT-WALLS | 0.8 | 0.324 | 0.34 | 39.02 | 270 | 90 | W
OFFICE_FLOOR | EXT-SLAB | 0.3 | 1.627 | 2.69 | 236.88 | 0 | 180
FINESTORAGE_WALL_SOUTH_1 | EXT-WALLS | 0.8 | 0.324 | 0.34 | 169.07 | 180 | 90 | S
FINESTORAGE_WALL_EAST | EXT-WALLS | 0.8 | 0.324 | 0.34 | 260.1 | 90 | 90 | E
FINESTORAGE_WALL_NORTH | INT-WALLS | 0.3 | 3.242 | 6.3 | 390.16 | 0 | 90 | N
FINESTORAGE_WALL_WEST_1 | EXT-WALLS | 0.8 | 0.324 | 0.34 | 182.07 | 270 | 90 | W
FINE STORAGE OFFICE_WALL_SOUTH | EXT-WALLS | 0.8 | 0.324 | 0.34 | 110.54 | 180 | 90 | S
FINE STORAGE OFFICE_WALL_WEST | EXT-WALLS | 0.8 | 0.324 | 0.34 | 39.02 | 270 | 90 | W
FINESTORAGE_FLOOR | EXT-SLAB | 0.3 | 1.627 | 2.69 | 1156.53 | 0 | 180
FINESTORAGE_CEILING | ROOFS | 0.3 | 0.278 | 0.29 | 1393.41 | 0 | 0
BULKSTORAGE_WALL_EAST | EXT-WALLS | 0.8 | 0.324 | 0.34 | 598.24 | 90 | 90 | E
BULKSTORAGE_WALL_NORTH | EXT-WALLS | 0.8 | 0.324 | 0.34 | 390.16 | 0 | 90 | N
BULKSTORAGE_WALL_WEST | EXT-WALLS | 0.8 | 0.324 | 0.34 | 598.24 | 270 | 90 | W
BULKSTORAGE_FLOOR | EXT-SLAB | 0.3 | 1.627 | 2.69 | 3204.84 | 0 | 180
BULKSTORAGE_CEILING | ROOFS | 0.3 | 0.278 | 0.29 | 3204.84 | 180 | 0
| Construction | Area of Opening (m2) | U-Factor | SHGC | Visible Transmittance | Shade Control | Parent Surface
OFFICE_WALL_SOUTH WINDOW 1 | WINDOW_SOUTH | 5.58 | 2.62 | 0.49 | 0.49 | No | OFFICE_WALL_SOUTH
OFFICE_WALL_SOUTH WINDOW2 | WINDOW_SOUTH | 5.58 | 2.62 | 0.49 | 0.49 | No | OFFICE_WALL_SOUTH
OFFICE_WALL_WEST WINDOW1 | WINDOW_WEST | 3.25 | 2.62 | 0.49 | 0.49 | No | OFFICE_WALL_WEST
OFFICE_WALL_WEST WINDOW2 | WINDOW_WEST | 3.25 | 2.62 | 0.49 | 0.49 | No | OFFICE_WALL_WEST
| Type | Nominal Capacity (W) | Nominal Efficiency (W/W)
FURNACE_PACU_CAV_1:1_UNITARY_PACKAGE_COOLCOIL | Coil:Cooling:DX:SingleSpeed | 18972.51 | 3.69
FURNACE_PACU_CAV_2:2_UNITARY_PACKAGE_COOLCOIL | Coil:Cooling:DX:SingleSpeed | 91117.92 | 3.69
| Type | Total Efficiency (W/W) | Delta Pressure (pa) | Max Flow Rate (m3/s) | Rated Power (W) | Motor Heat In Air Fraction | End Use
BULKSTORAGE UNIT HEATERFAN | Fan:ConstantVolume | 0.03 | 50 | 37.76 | 71598.98 | 1 | Unit Heater Fans
FURNACE_PACU_CAV_1:1_UNITARY_PACKAGE_FAN | Fan:OnOff | 0.35 | 500 | 1.15 | 1637.33 | 1 | General
FURNACE_PACU_CAV_2:2_UNITARY_PACKAGE_FAN | Fan:OnOff | 0.35 | 500 | 5.5 | 7863.48 | 1 | General
Nominal Capacity [W]
BULKSTORAGE UNIT HEATER COIL | 3763250.25
FURNACE_PACU_CAV_1:1_UNITARY_PACKAGE_HEATCOIL | 30182.51
FURNACE_PACU_CAV_2:2_UNITARY_PACKAGE_HEATCOIL | 184631.21
| CO2:FACILITY [kg] | NOX:FACILITY [kg] | SO2:FACILITY [kg] | PM:FACILITY [kg] | HG:FACILITY [kg] | WATERENVIRONMENTALFACTORS:FACILITY [L] | CARBON EQUIVALENT:FACILITY [kg]
January | 54832.8703 | 62.9994 | 276.8245 | 0 | 0.001 | 55543.6307 | 21012.7346
February | 44321.8876 | 50.9152 | 223.5959 | 0 | 0.0008 | 44863.5054 | 16983.572
March | 31361.4536 | 36.2915 | 163.7522 | 0 | 0.0006 | 32857.2704 | 12058.0468
April | 18269.1374 | 21.6718 | 106.4941 | 0 | 0.0004 | 21370.4931 | 7105.8986
May | 14182.3983 | 17.6769 | 100.5179 | 0 | 0.0003 | 20174.3986 | 5647.6036
June | 13291.9442 | 16.6445 | 95.827 | 0 | 0.0003 | 19233.1501 | 5304.9315
July | 12806.375 | 16.0416 | 92.4339 | 0 | 0.0003 | 18552.1527 | 5111.928
August | 14408.8336 | 18.0365 | 103.7421 | 0 | 0.0004 | 20821.7393 | 5749.6838
September | 14930.2338 | 18.4146 | 101.7504 | 0 | 0.0003 | 20421.1758 | 5915.48
October | 21047.3323 | 24.7648 | 118.4506 | 0 | 0.0004 | 23769.0988 | 8155.3222
November | 35715.598 | 41.2058 | 183.8856 | 0 | 0.0006 | 36896.5773 | 13713.0199
December | 45995.8071 | 52.9508 | 234.3987 | 0 | 0.0008 | 47031.5244 | 17642.3421
Annual Sum or Average | 321163.8711 | 377.6135 | 1801.673 | 0 | 0.0062 | 361534.7165 | 124400.5631
Minimum of Months | 12806.375 | 16.0416 | 92.4339 | 0 | 0.0003 | 18552.1527 | 5111.928
Maximum of Months | 54832.8703 | 62.9994 | 276.8245 | 0 | 0.001 | 55543.6307 | 21012.7346
| ELECTRICITY:FACILITY [J] | ELECTRICITY:FACILITY {Maximum}[W] | ELECTRICITY:FACILITY {TIMESTAMP} | INTERIORLIGHTS:ELECTRICITY {AT MAX/MIN} [W] | INTERIOREQUIPMENT:ELECTRICITY {AT MAX/MIN} [W] | FANS:ELECTRICITY {AT MAX/MIN} [W] | HEATING:ELECTRICITY {AT MAX/MIN} [W] | COOLING:ELECTRICITY {AT MAX/MIN} [W] | EXTERIORLIGHTS:ELECTRICITY {AT MAX/MIN} [W] | PUMPS:ELECTRICITY [Invalid/Undefined] | HEATREJECTION:ELECTRICITY [Invalid/Undefined] | EXTERIOREQUIPMENT:ELECTRICITY [Invalid/Undefined] | HUMIDIFICATION:ELECTRICITY [Invalid/Undefined] | HEATRECOVERY:ELECTRICITY [Invalid/Undefined] | WATERSYSTEMS:ELECTRICITY [Invalid/Undefined] | REFRIGERATION:ELECTRICITY [Invalid/Undefined] | GENERATORS:ELECTRICITY [Invalid/Undefined] | ELECTRICITYPRODUCED:FACILITY [Invalid/Undefined]
January | 195714000000 | 145659.848 | 02-JAN-09:09 | 49331.035 | 9104.406 | 81099.782 | 0 | 0 | 6124.624 | 0 | 0 | 0 | 0 | 0 | 0 | 0 | 0 | 0
February | 158081000000 | 145659.848 | 01-FEB-09:09 | 49331.035 | 9104.406 | 81099.782 | 0 | 0 | 6124.624 | 0 | 0 | 0 | 0 | 0 | 0 | 0 | 0 | 0
March | 115776000000 | 139535.223 | 13-MAR-08:20 | 49331.035 | 9104.406 | 81099.782 | 0 | 0 | 0 | 0 | 0 | 0 | 0 | 0 | 0 | 0 | 0 | 0
April | 75301200000 | 67936.246 | 03-APR-08:09 | 49331.035 | 9104.406 | 9500.804 | 0 | 0 | 0 | 0 | 0 | 0 | 0 | 0 | 0 | 0 | 0 | 0
May | 71086700000 | 68997.369 | 24-MAY-14:00 | 49331.035 | 9104.406 | 9500.804 | 0 | 1061.123 | 0 | 0 | 0 | 0 | 0 | 0 | 0 | 0 | 0 | 0
June | 67770100000 | 73731.696 | 21-JUN-15:00 | 49331.035 | 9104.406 | 9500.804 | 0 | 5795.45 | 0 | 0 | 0 | 0 | 0 | 0 | 0 | 0 | 0 | 0
July | 65370500000 | 73696.812 | 21-JUL-15:50 | 49331.035 | 9104.406 | 9500.804 | 0 | 5760.566 | 0 | 0 | 0 | 0 | 0 | 0 | 0 | 0 | 0 | 0
August | 73367700000 | 69623.176 | 15-AUG-14:39 | 49331.035 | 9104.406 | 9500.804 | 0 | 1686.931 | 0 | 0 | 0 | 0 | 0 | 0 | 0 | 0 | 0 | 0
September | 71956200000 | 68411.806 | 07-SEP-15:00 | 49331.035 | 9104.406 | 9500.804 | 0 | 475.56 | 0 | 0 | 0 | 0 | 0 | 0 | 0 | 0 | 0 | 0
October | 83753000000 | 93717.233 | 31-OCT-06:49 | 5481.226 | 1011.601 | 81099.782 | 0 | 0 | 6124.624 | 0 | 0 | 0 | 0 | 0 | 0 | 0 | 0 | 0
November | 130009000000 | 145659.848 | 03-NOV-16:00 | 49331.035 | 9104.406 | 81099.782 | 0 | 0 | 6124.624 | 0 | 0 | 0 | 0 | 0 | 0 | 0 | 0 | 0
December | 165721000000 | 145659.848 | 04-DEC-09:30 | 49331.035 | 9104.406 | 81099.782 | 0 | 0 | 6124.624 | 0 | 0 | 0 | 0 | 0 | 0 | 0 | 0 | 0
Annual Sum or Average | 1273910000000 | [8 empty] | 0 | 0 | 0 | 0 | 0 | 0 | 0 | 0 | 0
Minimum of Months | 65370500000 | 67936.246 |  | 5481.226 | 1011.601 | 9500.804 | 0 | 0 | 0 | 0 | 0 | 0 | 0 | 0 | 0 | 0 | 0 | 0
Maximum of Months | 195714000000 | 145659.848 |  | 49331.035 | 9104.406 | 81099.782 | 0 | 5795.45 | 6124.624 | 0 | 0 | 0 | 0 | 0 | 0 | 0 | 0 | 0
| Electric | Gas | Other | Total
Cost ($) | 36819.12 | 5657.71 | 0 | 42476.82
Cost per Total Building Area ($/m2) | 7.61 | 1.17 | 0 | 8.79
Cost per Net Conditioned Building Area ($/m2) | 7.61 | 1.17 | 0 | 8.79

## LocationSummary
Location Summary
|  | Miami | Houston | Phoenix | Atlanta | Los Angeles | Las Vegas | San Francisco | Baltimore | Albuquerque | Seattle | Chicago-O'Hare | Boulder | Minneapolis | Helena | Duluth | Fairbanks
Program
| ASHRAE 90.1-2004 Climate Zone | 1A | 2A | 2B | 3A | 3B | 3B | 3C | 4A | 4B | 4C | 5A | 5B | 6A | 6B | 7A | 8A
| Available Fuel Types | gas, electricity | gas, electricity | gas, electricity | gas, electricity | gas, electricity | gas, electricity | gas, electricity | gas, electricity | gas, electricity | gas, electricity | gas, electricity | gas, electricity | gas, electricity | gas, electricity | gas, electricity | gas, electricity
| Weighting Factor | 0 | 0 | 0 | 0 | 0 | 0 | 0 | 0 | 0 | 0 | 0 | 0 | 0 | 0 | 0 | 0
Fabric
Exterior walls
| Construction Type | Metal Building | Metal Building | Metal Building | Metal Building | Metal Building | Metal Building | Metal Building | Metal Building | Metal Building | Metal Building | Metal Building | Metal Building | Metal Building | Metal Building | Metal Building | Metal Building
| R-value (m2·K / W) | 1.5601 | 1.5601 | 1.5601 | 1.5601 | 1.5601 | 1.5601 | 1.5601 | 1.5601 | 1.5601 | 1.5601 | 1.5601 | 1.5601 | 1.5601 | 1.5601 | 3.0864 | 3.0864
Roof
| Construction Type | Metal Building Roof | Metal Building Roof | Metal Building Roof | Metal Building Roof | Metal Building Roof | Metal Building Roof | Metal Building Roof | Metal Building Roof | Metal Building Roof | Metal Building Roof | Metal Building Roof | Metal Building Roof | Metal Building Roof | Metal Building Roof | Metal Building Roof | Metal Building Roof
| R-value (m2·K / W) | 0.61463 | 0.61463 | 0.61463 | 0.61463 | 0.61463 | 0.61463 | 0.61463 | 0.61463 | 0.61463 | 0.61463 | 0.61463 | 0.61463 | 0.61463 | 0.61463 | 0.61463 | 0.61463
Window
| U-Factor (W / m2·K) | 6.88 | 6.88 | 6.88 | 3.24 | 3.24 | 3.24 | 6.88 | 3.24 | 3.24 | 3.24 | 3.24 | 3.24 | 3.24 | 3.24 | 3.24 | 2.62
| SHGC | 0.25 | 0.25 | 0.25 | 0.39 | 0.39 | 0.39 | 0.61 | 0.39 | 0.39 | 0.39 | 0.49 | 0.49 | 0.49 | 0.49 | 0.49 | 0.49
| Visible transmittance | 0.25 | 0.25 | 0.25 | 0.495 | 0.495 | 0.495 | 0.61 | 0.495 | 0.495 | 0.495 | 0.622 | 0.622 | 0.622 | 0.622 | 0.49 | 0.49
Skylights/TDD
| U-Factor (W / m2·K) | n/a | n/a | n/a | n/a | n/a | n/a | n/a | n/a | n/a | n/a | n/a | n/a | n/a | n/a | n/a | n/a
| SHGC | n/a | n/a | n/a | n/a | n/a | n/a | n/a | n/a | n/a | n/a | n/a | n/a | n/a | n/a | n/a | n/a
| Visible transmittance | n/a | n/a | n/a | n/a | n/a | n/a | n/a | n/a | n/a | n/a | n/a | n/a | n/a | n/a | n/a | n/a
Foundation
| Foundation Type | Mass Floor | Mass Floor | Mass Floor | Mass Floor | Mass Floor | Mass Floor | Mass Floor | Mass Floor | Mass Floor | Mass Floor | Mass Floor | Mass Floor | Mass Floor | Mass Floor | Mass Floor | Mass Floor
| Construction | 20 cm slab-on-grade | 20 cm slab-on-grade | 20 cm slab-on-grade | 20 cm slab-on-grade | 20 cm slab-on-grade | 20 cm slab-on-grade | 20 cm slab-on-grade | 20 cm slab-on-grade | 20 cm slab-on-grade | 20 cm slab-on-grade | 20 cm slab-on-grade | 20 cm slab-on-grade | 20 cm slab-on-grade | 20 cm slab-on-grade | 20 cm slab-on-grade | 20 cm slab-on-grade
| R-value (m2·K / W) | 0.61463 | 0.61463 | 0.61463 | 0.61463 | 0.61463 | 0.61463 | 0.61463 | 0.61463 | 0.61463 | 0.61463 | 0.61463 | 0.61463 | 0.61463 | 0.61463 | 0.61463 | 0.61463
HVAC
HVAC Sizing
Air Conditioning (kW)
| FURNACE_PACU_CAV_1:1_UNITARY_PACKAGE_COOLCOIL | 21.1816 | 18.1288 | 19.131 | 16.772 | 11.4542 | 18.822 | 13.6481 | 17.5358 | 16.761 | 14.723 | 17.8659 | 20.2366 | 19.1257 | 21.4168 | 17.1735 | 18.9725
| FURNACE_PACU_CAV_2:2_UNITARY_PACKAGE_COOLCOIL | 79.3092 | 77.564 | 82.093 | 66.2942 | 29.2586 | 75.6425 | 19.6816 | 63.7991 | 55.7717 | 33.4815 | 83.4894 | 66.7904 | 93.5537 | 79.7934 | 89.9056 | 91.1179
Heating (kW)
| BULKSTORAGE UNIT HEATER COIL | 1854.3125 | 1847.507 | 1781.4087 | 2112.563 | 1847.7262 | 1713.3167 | 1853.653 | 2351.6612 | 1868.524 | 1828.0809 | 2747.2256 | 2283.7685 | 2968.9432 | 2705.4269 | 3038.9395 | 3763.2503
| FURNACE_PACU_CAV_1:1_UNITARY_PACKAGE_HEATCOIL | 12.2381 | 21.895 | 19.2417 | 20.7702 | 13.865 | 20.7137 | 19.1705 | 22.533 | 20.985 | 22.1085 | 26.7433 | 25.4128 | 29.0069 | 28.6645 | 25.9425 | 30.1825
| FURNACE_PACU_CAV_2:2_UNITARY_PACKAGE_HEATCOIL | 16.6141 | 56.7684 | 38.5404 | 74.0864 | 26.2502 | 53.4798 | 37.8099 | 88.1585 | 74.6921 | 64.3248 | 122.6243 | 110.4976 | 142.4932 | 139.5646 | 142.4553 | 184.6312
HVAC Efficiency
Air Conditioning (COP)
| FURNACE_PACU_CAV_1:1_UNITARY_PACKAGE_COOLCOIL | 3.69 | 3.69 | 3.69 | 3.69 | 3.69 | 3.69 | 3.69 | 3.69 | 3.69 | 3.69 | 3.69 | 3.69 | 3.69 | 3.69 | 3.69 | 3.69
| FURNACE_PACU_CAV_2:2_UNITARY_PACKAGE_COOLCOIL | 3.69 | 3.69 | 3.69 | 3.69 | 3.69 | 3.69 | 3.69 | 3.69 | 3.69 | 3.69 | 3.69 | 3.69 | 3.69 | 3.69 | 3.69 | 3.69
| Heating Efficiency (%) | 80 | 80 | 80 | 80 | 80 | 80 | 80 | 80 | 80 | 80 | 80 | 80 | 80 | 80 | 80 | 80
HVAC Control
| Economizer | None | None | None | None | None | None | None | None | None | None | None | None | None | None | None | None
Fan Max Flow Rate (m3/s )
| BULKSTORAGE UNIT HEATERFAN | 37.76 | 37.76 | 37.76 | 37.76 | 37.76 | 37.76 | 37.76 | 37.76 | 37.76 | 37.76 | 37.76 | 37.76 | 37.76 | 37.76 | 37.76 | 37.76
| FURNACE_PACU_CAV_1:1_UNITARY_PACKAGE_FAN | 1.05 | 0.9 | 1.16 | 0.86 | 0.69 | 1.14 | 0.82 | 0.89 | 1.01 | 0.89 | 1.06 | 1.22 | 1.16 | 1.29 | 1.04 | 1.15
| FURNACE_PACU_CAV_2:2_UNITARY_PACKAGE_FAN | 3.37 | 3.43 | 4.52 | 3.04 | 1.75 | 4.49 | 1.19 | 2.86 | 3.37 | 1.92 | 3.72 | 4.03 | 4.36 | 4.82 | 4.43 | 5.5
Utility Costs
Electric Utility Rates
| Average Annual Rate ($/kWh) | 0.091346 | 0.12018 | 0.11019 | 0.10346 | 0.13559 | 0.10253 | 0.15176 | 0.080688 | 0.037734 | 0.078615 | 0.053088 | 0.037709 | 0.066135 | 0.083356 | 0.066762 | 0.10405
| Total Cost ($/m2) | 4.79 | 6.08 | 6 | 5.03 | 6.16 | 5.48 | 6.83 | 3.94 | 1.86 | 3.65 | 2.72 | 1.92 | 3.69 | 4.58 | 3.74 | 7.61
Gas Utility Rates
| Average Annual Rate ($/MJ) | 0.011558 | 0.0080611 | 0.0080911 | 0.0093616 | 0.0088442 | 0.0075427 | 0.008878 | 0.0096321 | 0.0068119 | 0.008484 | 0.0082258 | 0.0068422 | 0.0079032 | 0.0079202 | 0.0078712 | 0.0041092
| Total Cost ($/m2) | 0 | 0.1 | 0.05 | 0.29 | 0.02 | 0.11 | 0.1 | 0.62 | 0.3 | 0.38 | 0.79 | 0.5 | 1.12 | 0.87 | 1.24 | 1.17
Total Utility Costs
| Cost Intensity ($/m2) | 4.79 | 6.17 | 6.04 | 5.32 | 6.18 | 5.58 | 6.93 | 4.56 | 2.17 | 4.03 | 3.5 | 2.42 | 4.81 | 5.45 | 4.98 | 8.79
Energy - End Uses
Electricity (kWh)
| Heating | 0 | 0 | 0 | 0 | 0 | 0 | 0 | 0 | 0 | 0 | 0 | 0 | 0 | 0 | 0 | 0
| Cooling | 23355.5556 | 14105.5556 | 23316.6667 | 5875 | 1183.3333 | 18180.5556 | 572.2222 | 4930.5556 | 4694.4444 | 452.7778 | 3655.5556 | 2711.1111 | 2997.2222 | 1591.6667 | 900 | 305.5556
| Interior Lighting | 151402.7778 | 151402.7778 | 151402.7778 | 151402.7778 | 151402.7778 | 151402.7778 | 151402.7778 | 151402.7778 | 151402.7778 | 151402.7778 | 151402.7778 | 151402.7778 | 151402.7778 | 151402.7778 | 151402.7778 | 151402.7778
| Exterior Lighting | 26769.4444 | 26761.1111 | 26755.5556 | 26750 | 26730.5556 | 26725 | 26738.8889 | 26722.2222 | 26733.3333 | 26680.5556 | 26727.7778 | 26711.1111 | 26708.3333 | 26702.7778 | 26688.8889 | 26525
| Interior Equipment | 29005.5556 | 29005.5556 | 29005.5556 | 29005.5556 | 29005.5556 | 29005.5556 | 29005.5556 | 29005.5556 | 29005.5556 | 29005.5556 | 29005.5556 | 29005.5556 | 29005.5556 | 29005.5556 | 29005.5556 | 29005.5556
| Exterior Equipment | 0 | 0 | 0 | 0 | 0 | 0 | 0 | 0 | 0 | 0 | 0 | 0 | 0 | 0 | 0 | 0
| Fans | 22936.1111 | 23183.3333 | 32650 | 22013.8889 | 11363.8889 | 33002.7778 | 9897.2222 | 24016.6667 | 27080.5556 | 17030.5556 | 36697.2222 | 36755.5556 | 59480.5556 | 56700 | 62886.1111 | 146625
| Pumps | 0 | 0 | 0 | 0 | 0 | 0 | 0 | 0 | 0 | 0 | 0 | 0 | 0 | 0 | 0 | 0
| Heat Rejection | 0 | 0 | 0 | 0 | 0 | 0 | 0 | 0 | 0 | 0 | 0 | 0 | 0 | 0 | 0 | 0
| Humidification | 0 | 0 | 0 | 0 | 0 | 0 | 0 | 0 | 0 | 0 | 0 | 0 | 0 | 0 | 0 | 0
| Heat Recovery | 0 | 0 | 0 | 0 | 0 | 0 | 0 | 0 | 0 | 0 | 0 | 0 | 0 | 0 | 0 | 0
| Water Systems | 0 | 0 | 0 | 0 | 0 | 0 | 0 | 0 | 0 | 0 | 0 | 0 | 0 | 0 | 0 | 0
| Refrigeration | 0 | 0 | 0 | 0 | 0 | 0 | 0 | 0 | 0 | 0 | 0 | 0 | 0 | 0 | 0 | 0
| Generators | 0 | 0 | 0 | 0 | 0 | 0 | 0 | 0 | 0 | 0 | 0 | 0 | 0 | 0 | 0 | 0
| Total End Uses | 253472.2222 | 244458.3333 | 263130.5556 | 235050 | 219686.1111 | 258319.4444 | 217619.4444 | 236080.5556 | 238916.6667 | 224572.2222 | 247488.8889 | 246588.8889 | 269600 | 265405.5556 | 270883.3333 | 353863.8889
Gas (MJ)
| Heating | 430 | 58220 | 27880 | 147780 | 9630 | 68560 | 56220 | 311760 | 213320 | 217940 | 462350 | 350470 | 687340 | 532860 | 764270 | 1376830
| Cooling | 0 | 0 | 0 | 0 | 0 | 0 | 0 | 0 | 0 | 0 | 0 | 0 | 0 | 0 | 0 | 0
| Interior Lighting | 0 | 0 | 0 | 0 | 0 | 0 | 0 | 0 | 0 | 0 | 0 | 0 | 0 | 0 | 0 | 0
| Exterior Lighting | 0 | 0 | 0 | 0 | 0 | 0 | 0 | 0 | 0 | 0 | 0 | 0 | 0 | 0 | 0 | 0
| Interior Equipment | 0 | 0 | 0 | 0 | 0 | 0 | 0 | 0 | 0 | 0 | 0 | 0 | 0 | 0 | 0 | 0
| Exterior Equipment | 0 | 0 | 0 | 0 | 0 | 0 | 0 | 0 | 0 | 0 | 0 | 0 | 0 | 0 | 0 | 0
| Fans | 0 | 0 | 0 | 0 | 0 | 0 | 0 | 0 | 0 | 0 | 0 | 0 | 0 | 0 | 0 | 0
| Pumps | 0 | 0 | 0 | 0 | 0 | 0 | 0 | 0 | 0 | 0 | 0 | 0 | 0 | 0 | 0 | 0
| Heat Rejection | 0 | 0 | 0 | 0 | 0 | 0 | 0 | 0 | 0 | 0 | 0 | 0 | 0 | 0 | 0 | 0
| Humidification | 0 | 0 | 0 | 0 | 0 | 0 | 0 | 0 | 0 | 0 | 0 | 0 | 0 | 0 | 0 | 0
| Heat Recovery | 0 | 0 | 0 | 0 | 0 | 0 | 0 | 0 | 0 | 0 | 0 | 0 | 0 | 0 | 0 | 0
| Water Systems | 0 | 0 | 0 | 0 | 0 | 0 | 0 | 0 | 0 | 0 | 0 | 0 | 0 | 0 | 0 | 0
| Refrigeration | 0 | 0 | 0 | 0 | 0 | 0 | 0 | 0 | 0 | 0 | 0 | 0 | 0 | 0 | 0 | 0
| Generators | 0 | 0 | 0 | 0 | 0 | 0 | 0 | 0 | 0 | 0 | 0 | 0 | 0 | 0 | 0 | 0
| Total End Uses | 430 | 58220 | 27880 | 147780 | 9630 | 68560 | 56220 | 311760 | 213320 | 217940 | 462350 | 350470 | 687340 | 532860 | 764270 | 1376830
Purchased Cooling (MJ)
| Heating | 0 | 0 | 0 | 0 | 0 | 0 | 0 | 0 | 0 | 0 | 0 | 0 | 0 | 0 | 0 | 0
| Cooling | 0 | 0 | 0 | 0 | 0 | 0 | 0 | 0 | 0 | 0 | 0 | 0 | 0 | 0 | 0 | 0
| Interior Lighting | 0 | 0 | 0 | 0 | 0 | 0 | 0 | 0 | 0 | 0 | 0 | 0 | 0 | 0 | 0 | 0
| Exterior Lighting | 0 | 0 | 0 | 0 | 0 | 0 | 0 | 0 | 0 | 0 | 0 | 0 | 0 | 0 | 0 | 0
| Interior Equipment | 0 | 0 | 0 | 0 | 0 | 0 | 0 | 0 | 0 | 0 | 0 | 0 | 0 | 0 | 0 | 0
| Exterior Equipment | 0 | 0 | 0 | 0 | 0 | 0 | 0 | 0 | 0 | 0 | 0 | 0 | 0 | 0 | 0 | 0
| Fans | 0 | 0 | 0 | 0 | 0 | 0 | 0 | 0 | 0 | 0 | 0 | 0 | 0 | 0 | 0 | 0
| Pumps | 0 | 0 | 0 | 0 | 0 | 0 | 0 | 0 | 0 | 0 | 0 | 0 | 0 | 0 | 0 | 0
| Heat Rejection | 0 | 0 | 0 | 0 | 0 | 0 | 0 | 0 | 0 | 0 | 0 | 0 | 0 | 0 | 0 | 0
| Humidification | 0 | 0 | 0 | 0 | 0 | 0 | 0 | 0 | 0 | 0 | 0 | 0 | 0 | 0 | 0 | 0
| Heat Recovery | 0 | 0 | 0 | 0 | 0 | 0 | 0 | 0 | 0 | 0 | 0 | 0 | 0 | 0 | 0 | 0
| Water Systems | 0 | 0 | 0 | 0 | 0 | 0 | 0 | 0 | 0 | 0 | 0 | 0 | 0 | 0 | 0 | 0
| Refrigeration | 0 | 0 | 0 | 0 | 0 | 0 | 0 | 0 | 0 | 0 | 0 | 0 | 0 | 0 | 0 | 0
| Generators | 0 | 0 | 0 | 0 | 0 | 0 | 0 | 0 | 0 | 0 | 0 | 0 | 0 | 0 | 0 | 0
| Total End Uses | 0 | 0 | 0 | 0 | 0 | 0 | 0 | 0 | 0 | 0 | 0 | 0 | 0 | 0 | 0 | 0
Purchased Heating (MJ)
| Heating | 0 | 0 | 0 | 0 | 0 | 0 | 0 | 0 | 0 | 0 | 0 | 0 | 0 | 0 | 0 | 0
| Cooling | 0 | 0 | 0 | 0 | 0 | 0 | 0 | 0 | 0 | 0 | 0 | 0 | 0 | 0 | 0 | 0
| Interior Lighting | 0 | 0 | 0 | 0 | 0 | 0 | 0 | 0 | 0 | 0 | 0 | 0 | 0 | 0 | 0 | 0
| Exterior Lighting | 0 | 0 | 0 | 0 | 0 | 0 | 0 | 0 | 0 | 0 | 0 | 0 | 0 | 0 | 0 | 0
| Interior Equipment | 0 | 0 | 0 | 0 | 0 | 0 | 0 | 0 | 0 | 0 | 0 | 0 | 0 | 0 | 0 | 0
| Exterior Equipment | 0 | 0 | 0 | 0 | 0 | 0 | 0 | 0 | 0 | 0 | 0 | 0 | 0 | 0 | 0 | 0
| Fans | 0 | 0 | 0 | 0 | 0 | 0 | 0 | 0 | 0 | 0 | 0 | 0 | 0 | 0 | 0 | 0
| Pumps | 0 | 0 | 0 | 0 | 0 | 0 | 0 | 0 | 0 | 0 | 0 | 0 | 0 | 0 | 0 | 0
| Heat Rejection | 0 | 0 | 0 | 0 | 0 | 0 | 0 | 0 | 0 | 0 | 0 | 0 | 0 | 0 | 0 | 0
| Humidification | 0 | 0 | 0 | 0 | 0 | 0 | 0 | 0 | 0 | 0 | 0 | 0 | 0 | 0 | 0 | 0
| Heat Recovery | 0 | 0 | 0 | 0 | 0 | 0 | 0 | 0 | 0 | 0 | 0 | 0 | 0 | 0 | 0 | 0
| Water Systems | 0 | 0 | 0 | 0 | 0 | 0 | 0 | 0 | 0 | 0 | 0 | 0 | 0 | 0 | 0 | 0
| Refrigeration | 0 | 0 | 0 | 0 | 0 | 0 | 0 | 0 | 0 | 0 | 0 | 0 | 0 | 0 | 0 | 0
| Generators | 0 | 0 | 0 | 0 | 0 | 0 | 0 | 0 | 0 | 0 | 0 | 0 | 0 | 0 | 0 | 0
| Total End Uses | 0 | 0 | 0 | 0 | 0 | 0 | 0 | 0 | 0 | 0 | 0 | 0 | 0 | 0 | 0 | 0
| Total Building (MJ) | 912940 | 938270 | 975150 | 993960 | 800500 | 998510 | 839640 | 1161650 | 1073420 | 1026400 | 1353310 | 1238190 | 1657900 | 1488320 | 1739460 | 2650740
| On-Site Production (MJ) | 0 | 0 | 0 | 0 | 0 | 0 | 0 | 0 | 0 | 0 | 0 | 0 | 0 | 0 | 0 | 0
Energy - End Use Intensities
Electricity (MJ/m2)
| Heating (elec) | 0 | 0 | 0 | 0 | 0 | 0 | 0 | 0 | 0 | 0 | 0 | 0 | 0 | 0 | 0 | 0
| Cooling (elec) | 17.3894 | 10.5023 | 17.3604 | 4.3742 | 0.88105 | 13.5363 | 0.42605 | 3.671 | 3.4953 | 0.33712 | 2.7217 | 2.0186 | 2.2316 | 1.1851 | 0.6701 | 0.2275
| Interior Lighting (elec) | 112.7271 | 112.7271 | 112.7271 | 112.7271 | 112.7271 | 112.7271 | 112.7271 | 112.7271 | 112.7271 | 112.7271 | 112.7271 | 112.7271 | 112.7271 | 112.7271 | 112.7271 | 112.7271
| Exterior Lighting (elec) | 19.9312 | 19.925 | 19.9209 | 19.9167 | 19.9023 | 19.8981 | 19.9085 | 19.8961 | 19.9043 | 19.865 | 19.9002 | 19.8878 | 19.8857 | 19.8816 | 19.8712 | 19.7492
| Interior Equipment (elec) | 21.5961 | 21.5961 | 21.5961 | 21.5961 | 21.5961 | 21.5961 | 21.5961 | 21.5961 | 21.5961 | 21.5961 | 21.5961 | 21.5961 | 21.5961 | 21.5961 | 21.5961 | 21.5961
| Exterior Equipment (elec) | 0 | 0 | 0 | 0 | 0 | 0 | 0 | 0 | 0 | 0 | 0 | 0 | 0 | 0 | 0 | 0
| Fans (elec) | 17.0771 | 17.2612 | 24.3096 | 16.3905 | 8.461 | 24.5722 | 7.369 | 17.8816 | 20.1628 | 12.6801 | 27.3229 | 27.3664 | 44.2863 | 42.216 | 46.8219 | 109.1698
| Pumps (elec) | 0 | 0 | 0 | 0 | 0 | 0 | 0 | 0 | 0 | 0 | 0 | 0 | 0 | 0 | 0 | 0
| Heat Rejection (elec) | 0 | 0 | 0 | 0 | 0 | 0 | 0 | 0 | 0 | 0 | 0 | 0 | 0 | 0 | 0 | 0
| Humidification (elec) | 0 | 0 | 0 | 0 | 0 | 0 | 0 | 0 | 0 | 0 | 0 | 0 | 0 | 0 | 0 | 0
| Heat Recovery (elec) | 0 | 0 | 0 | 0 | 0 | 0 | 0 | 0 | 0 | 0 | 0 | 0 | 0 | 0 | 0 | 0
| Water Systems (elec) | 0 | 0 | 0 | 0 | 0 | 0 | 0 | 0 | 0 | 0 | 0 | 0 | 0 | 0 | 0 | 0
| Refrigeration (elec) | 0 | 0 | 0 | 0 | 0 | 0 | 0 | 0 | 0 | 0 | 0 | 0 | 0 | 0 | 0 | 0
| Generators (elec) | 0 | 0 | 0 | 0 | 0 | 0 | 0 | 0 | 0 | 0 | 0 | 0 | 0 | 0 | 0 | 0
| Total End Uses | 188.723 | 182.0117 | 195.9141 | 175.0067 | 163.5675 | 192.332 | 162.0287 | 175.774 | 177.8856 | 167.2054 | 184.2681 | 183.598 | 200.7309 | 197.6079 | 201.6864 | 263.4696
Gas (MJ/m2)
| Heating (gas) | 0.088932 | 12.041 | 5.7661 | 30.5638 | 1.9917 | 14.1796 | 11.6274 | 64.4781 | 44.1188 | 45.0743 | 95.6231 | 72.4841 | 142.1554 | 110.2059 | 158.0661 | 284.7555
| Cooling (gas) | 0 | 0 | 0 | 0 | 0 | 0 | 0 | 0 | 0 | 0 | 0 | 0 | 0 | 0 | 0 | 0
| Interior Lighting (gas) | 0 | 0 | 0 | 0 | 0 | 0 | 0 | 0 | 0 | 0 | 0 | 0 | 0 | 0 | 0 | 0
| Exterior Lighting (gas) | 0 | 0 | 0 | 0 | 0 | 0 | 0 | 0 | 0 | 0 | 0 | 0 | 0 | 0 | 0 | 0
| Interior Equipment (gas) | 0 | 0 | 0 | 0 | 0 | 0 | 0 | 0 | 0 | 0 | 0 | 0 | 0 | 0 | 0 | 0
| Exterior Equipment (gas) | 0 | 0 | 0 | 0 | 0 | 0 | 0 | 0 | 0 | 0 | 0 | 0 | 0 | 0 | 0 | 0
| Fans (gas) | 0 | 0 | 0 | 0 | 0 | 0 | 0 | 0 | 0 | 0 | 0 | 0 | 0 | 0 | 0 | 0
| Pumps (gas) | 0 | 0 | 0 | 0 | 0 | 0 | 0 | 0 | 0 | 0 | 0 | 0 | 0 | 0 | 0 | 0
| Heat Rejection (gas) | 0 | 0 | 0 | 0 | 0 | 0 | 0 | 0 | 0 | 0 | 0 | 0 | 0 | 0 | 0 | 0
| Humidification (gas) | 0 | 0 | 0 | 0 | 0 | 0 | 0 | 0 | 0 | 0 | 0 | 0 | 0 | 0 | 0 | 0
| Heat Recovery (gas) | 0 | 0 | 0 | 0 | 0 | 0 | 0 | 0 | 0 | 0 | 0 | 0 | 0 | 0 | 0 | 0
| Water Systems (gas) | 0 | 0 | 0 | 0 | 0 | 0 | 0 | 0 | 0 | 0 | 0 | 0 | 0 | 0 | 0 | 0
| Refrigeration (gas) | 0 | 0 | 0 | 0 | 0 | 0 | 0 | 0 | 0 | 0 | 0 | 0 | 0 | 0 | 0 | 0
| Generators (gas) | 0 | 0 | 0 | 0 | 0 | 0 | 0 | 0 | 0 | 0 | 0 | 0 | 0 | 0 | 0 | 0
| Total End Uses | 0.088932 | 12.041 | 5.7661 | 30.5638 | 1.9917 | 14.1796 | 11.6274 | 64.4781 | 44.1188 | 45.0743 | 95.6231 | 72.4841 | 142.1554 | 110.2059 | 158.0661 | 284.7555
Purchased Cooling (MJ/m2)
| Heating | 0 | 0 | 0 | 0 | 0 | 0 | 0 | 0 | 0 | 0 | 0 | 0 | 0 | 0 | 0 | 0
| Cooling | 0 | 0 | 0 | 0 | 0 | 0 | 0 | 0 | 0 | 0 | 0 | 0 | 0 | 0 | 0 | 0
| Interior Lighting | 0 | 0 | 0 | 0 | 0 | 0 | 0 | 0 | 0 | 0 | 0 | 0 | 0 | 0 | 0 | 0
| Exterior Lighting | 0 | 0 | 0 | 0 | 0 | 0 | 0 | 0 | 0 | 0 | 0 | 0 | 0 | 0 | 0 | 0
| Interior Equipment | 0 | 0 | 0 | 0 | 0 | 0 | 0 | 0 | 0 | 0 | 0 | 0 | 0 | 0 | 0 | 0
| Exterior Equipment | 0 | 0 | 0 | 0 | 0 | 0 | 0 | 0 | 0 | 0 | 0 | 0 | 0 | 0 | 0 | 0
| Fans | 0 | 0 | 0 | 0 | 0 | 0 | 0 | 0 | 0 | 0 | 0 | 0 | 0 | 0 | 0 | 0
| Pumps | 0 | 0 | 0 | 0 | 0 | 0 | 0 | 0 | 0 | 0 | 0 | 0 | 0 | 0 | 0 | 0
| Heat Rejection | 0 | 0 | 0 | 0 | 0 | 0 | 0 | 0 | 0 | 0 | 0 | 0 | 0 | 0 | 0 | 0
| Humidification | 0 | 0 | 0 | 0 | 0 | 0 | 0 | 0 | 0 | 0 | 0 | 0 | 0 | 0 | 0 | 0
| Heat Recovery | 0 | 0 | 0 | 0 | 0 | 0 | 0 | 0 | 0 | 0 | 0 | 0 | 0 | 0 | 0 | 0
| Water Systems | 0 | 0 | 0 | 0 | 0 | 0 | 0 | 0 | 0 | 0 | 0 | 0 | 0 | 0 | 0 | 0
| Refrigeration | 0 | 0 | 0 | 0 | 0 | 0 | 0 | 0 | 0 | 0 | 0 | 0 | 0 | 0 | 0 | 0
| Generators | 0 | 0 | 0 | 0 | 0 | 0 | 0 | 0 | 0 | 0 | 0 | 0 | 0 | 0 | 0 | 0
| Total End Uses | 0 | 0 | 0 | 0 | 0 | 0 | 0 | 0 | 0 | 0 | 0 | 0 | 0 | 0 | 0 | 0
Purchased Heating (MJ/m2)
| Heating | 0 | 0 | 0 | 0 | 0 | 0 | 0 | 0 | 0 | 0 | 0 | 0 | 0 | 0 | 0 | 0
| Cooling | 0 | 0 | 0 | 0 | 0 | 0 | 0 | 0 | 0 | 0 | 0 | 0 | 0 | 0 | 0 | 0
| Interior Lighting | 0 | 0 | 0 | 0 | 0 | 0 | 0 | 0 | 0 | 0 | 0 | 0 | 0 | 0 | 0 | 0
| Exterior Lighting | 0 | 0 | 0 | 0 | 0 | 0 | 0 | 0 | 0 | 0 | 0 | 0 | 0 | 0 | 0 | 0
| Interior Equipment | 0 | 0 | 0 | 0 | 0 | 0 | 0 | 0 | 0 | 0 | 0 | 0 | 0 | 0 | 0 | 0
| Exterior Equipment | 0 | 0 | 0 | 0 | 0 | 0 | 0 | 0 | 0 | 0 | 0 | 0 | 0 | 0 | 0 | 0
| Fans | 0 | 0 | 0 | 0 | 0 | 0 | 0 | 0 | 0 | 0 | 0 | 0 | 0 | 0 | 0 | 0
| Pumps | 0 | 0 | 0 | 0 | 0 | 0 | 0 | 0 | 0 | 0 | 0 | 0 | 0 | 0 | 0 | 0
| Heat Rejection | 0 | 0 | 0 | 0 | 0 | 0 | 0 | 0 | 0 | 0 | 0 | 0 | 0 | 0 | 0 | 0
| Humidification | 0 | 0 | 0 | 0 | 0 | 0 | 0 | 0 | 0 | 0 | 0 | 0 | 0 | 0 | 0 | 0
| Heat Recovery | 0 | 0 | 0 | 0 | 0 | 0 | 0 | 0 | 0 | 0 | 0 | 0 | 0 | 0 | 0 | 0
| Water Systems | 0 | 0 | 0 | 0 | 0 | 0 | 0 | 0 | 0 | 0 | 0 | 0 | 0 | 0 | 0 | 0
| Refrigeration | 0 | 0 | 0 | 0 | 0 | 0 | 0 | 0 | 0 | 0 | 0 | 0 | 0 | 0 | 0 | 0
| Generators | 0 | 0 | 0 | 0 | 0 | 0 | 0 | 0 | 0 | 0 | 0 | 0 | 0 | 0 | 0 | 0
| Total End Uses | 0 | 0 | 0 | 0 | 0 | 0 | 0 | 0 | 0 | 0 | 0 | 0 | 0 | 0 | 0 | 0
| Total Building (MJ/m2) | 188.814 | 194.0527 | 201.6802 | 205.5705 | 165.5591 | 206.5115 | 173.6541 | 240.2521 | 222.0044 | 212.2797 | 279.8911 | 256.082 | 342.8863 | 307.8139 | 359.7545 | 548.2252
| On-Site Production (MJ/m2) | 0 | 0 | 0 | 0 | 0 | 0 | 0 | 0 | 0 | 0 | 0 | 0 | 0 | 0 | 0 | 0
Peak Energy Demand
Electricity Peak Demand (kW)
| Jan | 73.5414 | 71.233 | 67.6856 | 64.5975 | 68.0477 | 73.1891 | 67.4364 | 103.9348 | 65.2076 | 68.5688 | 136.8592 | 125.5708 | 144.0427 | 138.7689 | 143.9626 | 145.6598
| Feb | 76.2603 | 72.6862 | 68.109 | 64.6567 | 62.9107 | 67.5222 | 62.3141 | 63.7884 | 65.5298 | 62.4441 | 105.4066 | 106.0923 | 137.9181 | 138.7689 | 137.838 | 145.6598
| Mar | 77.6448 | 72.2893 | 77.3749 | 65.4208 | 63.2195 | 68.0104 | 61.8865 | 64.8068 | 65.6023 | 63.1313 | 66.0599 | 67.0859 | 92.1001 | 97.5348 | 125.864 | 139.5352
| Apr | 80.2388 | 74.9771 | 78.867 | 71.7296 | 63.3141 | 78.8878 | 62.4832 | 65.1827 | 70.3767 | 62.9752 | 66.266 | 70.2183 | 67.2296 | 68.1455 | 66.7443 | 67.9362
| May | 84.2625 | 83.3076 | 86.6606 | 76.1391 | 64.6205 | 84.6344 | 62.5308 | 71.431 | 74.9143 | 63.7464 | 73.7135 | 74.4941 | 74.6629 | 68.7011 | 67.4543 | 68.9974
| Jun | 86.268 | 83.7923 | 96.2089 | 79.931 | 65.5835 | 93.2091 | 64.3919 | 81.6641 | 80.3586 | 67.2935 | 82.4862 | 79.1248 | 84.1701 | 82.2274 | 75.2261 | 73.7317
| Jul | 84.9771 | 85.4958 | 94.6419 | 84.7823 | 67.1612 | 92.6818 | 67.3413 | 83.8943 | 80.7196 | 70.0241 | 84.7977 | 81.7317 | 81.6463 | 81.497 | 79.3716 | 73.6968
| Aug | 85.8419 | 85.053 | 95.9581 | 79.6282 | 68.6976 | 91.0893 | 62.8507 | 82.8202 | 80.2749 | 68.1556 | 82.44 | 80.8536 | 81.4342 | 78.5462 | 75.9772 | 69.6232
| Sep | 83.46 | 82.6222 | 88.9081 | 76.0782 | 68.0768 | 89.7124 | 69.2997 | 74.8124 | 72.4463 | 67.8532 | 74.9686 | 75.0506 | 75.052 | 73.0089 | 67.8866 | 68.4118
| Oct | 81.8207 | 76.6917 | 78.5881 | 69.5805 | 68.715 | 77.9426 | 62.7312 | 71.1576 | 68.0136 | 68.5688 | 72.559 | 72.9205 | 72.4438 | 68.4798 | 72.3637 | 93.7172
| Nov | 77.5097 | 72.1601 | 75.6512 | 65.1222 | 68.78 | 73.4806 | 67.4364 | 70.4155 | 70.8196 | 68.5688 | 72.433 | 72.0705 | 72.4438 | 73.2945 | 96.6039 | 145.6598
| Dec | 73.8446 | 68.6139 | 67.5924 | 64.6457 | 68.694 | 73.2368 | 67.4364 | 69.913 | 70.8196 | 68.5688 | 91.0412 | 125.5708 | 137.9181 | 138.7689 | 137.838 | 145.6598
Time of Peak Electrical Demand
| Jan | 06-JAN-13:00 | 03-JAN-15:30 | 27-JAN-14:00 | 23-JAN-15:00 | 02-JAN-16:00 | 18-JAN-16:00 | 02-JAN-16:00 | 31-JAN-07:30 | 27-JAN-15:39 | 02-JAN-16:30 | 27-JAN-09:09 | 06-JAN-08:09 | 04-JAN-16:00 | 05-JAN-09:09 | 09-JAN-16:00 | 02-JAN-09:09
| Feb | 23-FEB-13:00 | 23-FEB-15:30 | 28-FEB-15:00 | 27-FEB-15:00 | 13-FEB-14:50 | 27-FEB-15:50 | 15-FEB-15:00 | 01-FEB-09:09 | 14-FEB-15:00 | 01-FEB-09:09 | 09-FEB-07:19 | 16-FEB-07:10 | 03-FEB-09:20 | 24-FEB-09:09 | 01-FEB-09:09 | 01-FEB-09:09
| Mar | 13-MAR-15:00 | 24-MAR-13:00 | 17-MAR-15:00 | 28-MAR-15:00 | 31-MAR-14:00 | 31-MAR-14:00 | 01-MAR-14:00 | 09-MAR-15:00 | 02-MAR-15:00 | 29-MAR-14:00 | 31-MAR-15:00 | 27-MAR-14:30 | 06-MAR-05:40 | 04-MAR-09:20 | 03-MAR-08:20 | 13-MAR-08:20
| Apr | 03-APR-14:00 | 21-APR-14:00 | 28-APR-15:00 | 14-APR-15:00 | 11-APR-15:00 | 21-APR-15:00 | 13-APR-14:00 | 04-APR-14:00 | 21-APR-15:20 | 14-APR-15:20 | 07-APR-14:00 | 26-APR-15:30 | 14-APR-15:00 | 06-APR-15:30 | 04-APR-15:00 | 03-APR-08:09
| May | 24-MAY-14:00 | 18-MAY-15:50 | 30-MAY-15:00 | 15-MAY-15:30 | 30-MAY-15:00 | 31-MAY-15:00 | 17-MAY-14:30 | 15-MAY-15:00 | 31-MAY-15:00 | 04-MAY-14:00 | 30-MAY-15:00 | 23-MAY-15:00 | 31-MAY-12:50 | 17-MAY-15:00 | 31-MAY-15:00 | 24-MAY-14:00
| Jun | 28-JUN-14:00 | 13-JUN-15:00 | 28-JUN-15:00 | 19-JUN-14:00 | 30-JUN-15:00 | 27-JUN-15:00 | 16-JUN-15:00 | 30-JUN-15:00 | 29-JUN-15:00 | 28-JUN-15:30 | 08-JUN-12:00 | 28-JUN-13:00 | 30-JUN-14:00 | 30-JUN-14:00 | 14-JUN-15:00 | 21-JUN-15:00
| Jul | 13-JUL-15:00 | 05-JUL-15:00 | 19-JUL-15:00 | 03-JUL-15:00 | 10-JUL-15:00 | 24-JUL-15:00 | 03-JUL-13:39 | 25-JUL-13:39 | 03-JUL-15:50 | 24-JUL-14:00 | 03-JUL-14:00 | 17-JUL-15:00 | 13-JUL-15:00 | 21-JUL-15:00 | 06-JUL-15:00 | 21-JUL-15:50
| Aug | 21-AUG-15:30 | 31-AUG-13:00 | 01-AUG-15:00 | 17-AUG-13:00 | 08-AUG-14:00 | 04-AUG-15:00 | 15-AUG-13:09 | 04-AUG-15:30 | 01-AUG-15:39 | 07-AUG-15:00 | 04-AUG-15:00 | 30-AUG-13:00 | 25-AUG-15:00 | 09-AUG-15:00 | 11-AUG-13:30 | 15-AUG-14:39
| Sep | 11-SEP-14:00 | 15-SEP-14:00 | 08-SEP-15:00 | 11-SEP-13:00 | 25-SEP-13:39 | 01-SEP-14:00 | 28-SEP-15:20 | 08-SEP-15:39 | 14-SEP-15:00 | 01-SEP-15:50 | 05-SEP-14:00 | 01-SEP-15:00 | 14-SEP-13:20 | 12-SEP-15:00 | 07-SEP-14:00 | 07-SEP-15:00
| Oct | 06-OCT-14:00 | 06-OCT-15:00 | 02-OCT-15:00 | 02-OCT-15:50 | 31-OCT-16:00 | 06-OCT-14:30 | 13-OCT-14:00 | 03-OCT-14:09 | 03-OCT-14:50 | 30-OCT-16:00 | 31-OCT-16:49 | 30-OCT-16:00 | 31-OCT-16:00 | 06-OCT-15:00 | 30-OCT-16:00 | 31-OCT-06:49
| Nov | 01-NOV-14:20 | 27-NOV-16:30 | 13-NOV-15:39 | 22-NOV-15:30 | 09-NOV-16:00 | 10-NOV-16:40 | 10-NOV-16:00 | 06-NOV-16:00 | 13-NOV-16:00 | 01-NOV-16:49 | 02-NOV-16:49 | 01-NOV-16:00 | 01-NOV-16:00 | 08-NOV-16:00 | 25-NOV-09:20 | 03-NOV-16:00
| Dec | 13-DEC-15:39 | 19-DEC-16:19 | 13-DEC-14:50 | 13-DEC-15:50 | 19-DEC-16:49 | 05-DEC-16:30 | 01-DEC-16:49 | 01-DEC-16:40 | 01-DEC-16:00 | 01-DEC-16:19 | 25-DEC-02:49 | 12-DEC-08:20 | 20-DEC-09:20 | 11-DEC-09:09 | 20-DEC-09:09 | 04-DEC-09:30
Water Consumption (m3)
| Cooling | 0 | 0 | 0 | 0 | 0 | 0 | 0 | 0 | 0 | 0 | 0 | 0 | 0 | 0 | 0 | 0
| Heat Rejection | 0 | 0 | 0 | 0 | 0 | 0 | 0 | 0 | 0 | 0 | 0 | 0 | 0 | 0 | 0 | 0
| Water Systems | 0 | 0 | 0 | 0 | 0 | 0 | 0 | 0 | 0 | 0 | 0 | 0 | 0 | 0 | 0 | 0
| Total Building | 0 | 0 | 0 | 0 | 0 | 0 | 0 | 0 | 0 | 0 | 0 | 0 | 0 | 0 | 0 | 0
Emissions
| Carbon Equivalent (kg) | 69522.7386 | 82591.6522 | 79935.3591 | 75068.942 | 25847.5622 | 88361.1562 | 26445.9269 | 69329.5199 | 101443.8213 | 20286.6496 | 140285.6815 | 107050.8132 | 104676.3563 | 106597.7858 | 106503.8271 | 124400.5631
| CO2 (kg) | 160988.1358 | 207644.9658 | 188254.1079 | 172027.5675 | 69046.7312 | 209928.1776 | 70828.5463 | 159109.2403 | 238524.6206 | 50209.4527 | 328528.8388 | 252972.2202 | 248556.1647 | 253345.531 | 253579.1064 | 321163.8711
| NOX (kg) | 283.9002 | 271.6972 | 317.0435 | 324.3078 | 59.1146 | 341.6523 | 60.7659 | 300.3944 | 409.0909 | 72.7382 | 576.2234 | 428.3898 | 420.7334 | 425.6364 | 426.224 | 377.6135
| SO2 (kg) | 1084.9659 | 1166.0828 | 1058.1066 | 825.0664 | 639.2651 | 1420.9851 | 633.2589 | 861.8723 | 1043.3602 | 173.6358 | 1667.9983 | 1076.8967 | 636.4804 | 708.8053 | 639.536 | 1801.673
| PM (kg) | 0 | 0 | 0 | 0 | 0 | 0 | 0 | 0 | 0 | 0 | 0 | 0 | 0 | 0 | 0 | 0
| Hg (kg) | 0.0049 | 0.0033 | 0.0029 | 0.003 | 0.0003 | 0.0027 | 0.0003 | 0.0035 | 0.0041 | 0.0007 | 0.0051 | 0.0042 | 0.0047 | 0.005 | 0.0047 | 0.0062
| Water Environmental Factors (m3) | 134.2793 | 397.7627 | 7816.1245 | 1467.5602 | 3857.2092 | 7086.7509 | 3820.8938 | 53.5992 | 1084.8743 | 2294.4235 | 383.9636 | 1119.7089 | 418.2663 | 16811.8 | 420.2614 | 361.5347

## Picture
DOE Commercial Building Benchmark - Warehouse

## Schedules
Schedule | Type | Through | Day of Week | 1 | 2 | 3 | 4 | 5 | 6 | 7 | 8 | 9 | 10 | 11 | 12 | 13 | 14 | 15 | 16 | 17 | 18 | 19 | 20 | 21 | 22 | 23 | 24 | Hours Per Day | Hours Per Week | Hours Per Year
BLDG_LIGHT_SCH | Fraction | Through 12/31 | WD | 0.1 | 0.1 | 0.1 | 0.1 | 0.1 | 0.1 | 0.1 | 0.4 | 0.7 | 0.9 | 0.9 | 0.9 | 0.8 | 0.9 | 0.9 | 0.9 | 0.9 | 0.3 | 0.1 | 0.1 | 0.1 | 0.1 | 0.1 | 0.1 | 9.8 | 54.22 | 2827.19
|  |  | Sat | 0.1 | 0.1 | 0.1 | 0.1 | 0.1 | 0.1 | 0.1 | 0.1 | 0.1 | 0.24 | 0.24 | 0.24 | 0.1 | 0.1 | 0.1 | 0.1 | 0.1 | 0.1 | 0.1 | 0.1 | 0.1 | 0.1 | 0.1 | 0.1 | 2.82
|  |  | SummerDesign | [24 empty] | 24 | bar: 1 to 24
|  |  | WinterDesign | 0 | 0 | 0 | 0 | 0 | 0 | 0 | 0 | 0 | 0 | 0 | 0 | 0 | 0 | 0 | 0 | 0 | 0 | 0 | 0 | 0 | 0 | 0 | 0 | 0
|  |  | Sun, Hol, Other | 0.1 | 0.1 | 0.1 | 0.1 | 0.1 | 0.1 | 0.1 | 0.1 | 0.1 | 0.1 | 0.1 | 0.1 | 0.1 | 0.1 | 0.1 | 0.1 | 0.1 | 0.1 | 0.1 | 0.1 | 0.1 | 0.1 | 0.1 | 0.1 | 2.4
BLDG_OCC_SCH | Fraction | Through 12/31 | WD | 0 | 0 | 0 | 0 | 0 | 0 | 0 | 0.15 | 0.7 | 0.9 | 0.9 | 0.9 | 0.5 | 0.85 | 0.85 | 0.85 | 0.2 | 0 | 0 | 0 | 0 | 0 | 0 | 0 | 6.8 | 35.2 | 1835.43
|  |  | SummerDesign | [24 empty] | 24 | bar: 1 to 24
|  |  | Sat | 0 | 0 | 0 | 0 | 0 | 0 | 0 | 0 | 0.2 | 0.2 | 0.2 | 0.2 | 0.1 | 0.1 | 0.1 | 0.1 | 0 | 0 | 0 | 0 | 0 | 0 | 0 | 0 | 1.2
|  |  | WinterDesign | 0 | 0 | 0 | 0 | 0 | 0 | 0 | 0 | 0 | 0 | 0 | 0 | 0 | 0 | 0 | 0 | 0 | 0 | 0 | 0 | 0 | 0 | 0 | 0 | 0
|  |  | Sun, Hol, Other | 0 | 0 | 0 | 0 | 0 | 0 | 0 | 0 | 0 | 0 | 0 | 0 | 0 | 0 | 0 | 0 | 0 | 0 | 0 | 0 | 0 | 0 | 0 | 0 | 0
BLDG_EQUIP_SCH | Fraction | Through 12/31 | WD | 0.1 | 0.1 | 0.1 | 0.1 | 0.1 | 0.1 | 0.1 | 0.5 | 0.8 | 0.9 | 0.9 | 0.9 | 0.8 | 0.9 | 0.9 | 0.9 | 0.9 | 0.4 | 0.1 | 0.1 | 0.1 | 0.1 | 0.1 | 0.1 | 10.1 | 56.3 | 2935.64
|  |  | Sat | 0.1 | 0.1 | 0.1 | 0.1 | 0.1 | 0.1 | 0.1 | 0.1 | 0.2 | 0.4 | 0.4 | 0.4 | 0.1 | 0.1 | 0.1 | 0.1 | 0.1 | 0.1 | 0.1 | 0.1 | 0.1 | 0.1 | 0.1 | 0.1 | 3.4
|  |  | SummerDesign | [24 empty] | 24 | bar: 1 to 24
|  |  | WinterDesign | 0 | 0 | 0 | 0 | 0 | 0 | 0 | 0 | 0 | 0 | 0 | 0 | 0 | 0 | 0 | 0 | 0 | 0 | 0 | 0 | 0 | 0 | 0 | 0 | 0
|  |  | Sun, Hol, Other | 0.1 | 0.1 | 0.1 | 0.1 | 0.1 | 0.1 | 0.1 | 0.1 | 0.1 | 0.1 | 0.1 | 0.1 | 0.1 | 0.1 | 0.1 | 0.1 | 0.1 | 0.1 | 0.1 | 0.1 | 0.1 | 0.1 | 0.1 | 0.1 | 2.4
BLDG_ELEVATORS | Fraction | Through 12/31 | WD, SummerDesign | 0 | 0 | 0 | 0 | 0 | 0 | 0 | 0 | 0 | 0 | 0.3 | 0 | 0 | 0 | 0 | 0.4 | 0 | 0 | 0 | 0 | 0 | 0 | 0 | 0 | 0.7 | 3.5 | 182.5
|  |  | Sat, WinterDesign | 0 | 0 | 0 | 0 | 0 | 0 | 0 | 0 | 0 | 0 | 0 | 0 | 0 | 0 | 0 | 0 | 0 | 0 | 0 | 0 | 0 | 0 | 0 | 0 | 0
|  |  | Sun, Hol, Other | 0 | 0 | 0 | 0 | 0 | 0 | 0 | 0 | 0 | 0 | 0 | 0 | 0 | 0 | 0 | 0 | 0 | 0 | 0 | 0 | 0 | 0 | 0 | 0 | 0
INFIL_SCH | fraction | Through 12/31 | WD, SummerDesign | [24 empty] | 24 | 168 | 8760 | bar: 1 to 24
|  |  | Sat | [24 empty] | 24 | bar: 1 to 24
|  |  | WinterDesign | [24 empty] | 24 | bar: 1 to 24
|  |  | Sun, Hol, Other | [24 empty] | 24 | bar: 1 to 24
INFIL_HALF_ON_SCH | fraction | Through 12/31 | WD, SummerDesign | [24 empty] | 24 | 168 | 8760 | bar: 1 to 24
|  |  | Sat | [24 empty] | 24 | bar: 1 to 24
|  |  | WinterDesign | [24 empty] | 24 | bar: 1 to 24
|  |  | Sun, Hol, Other | [24 empty] | 24 | bar: 1 to 24
BLDG_SWH_SCH | Fraction | Through 12/31 | WD, SummerDesign | 0.02 | 0.02 | 0.02 | 0.02 | 0.05 | 0.07 | 0.07 | 0.1 | 0.3 | 0.36 | 0.36 | 0.46 | 0.57 | 0.43 | 0.38 | 0.4 | 0.3 | 0.18 | 0.03 | 0.03 | 0.03 | 0.03 | 0.03 | 0.03 | 4.29 | 22.88 | 1193.03
|  |  | Sat, WinterDesign | 0.02 | 0.02 | 0.02 | 0.02 | 0.02 | 0.02 | 0.02 | 0.02 | 0.06 | 0.12 | 0.12 | 0.17 | 0.04 | 0.04 | 0.02 | 0.02 | 0.02 | 0.02 | 0.02 | 0.02 | 0.02 | 0.02 | 0.02 | 0.02 | 0.91
|  |  | Sun, Hol, Other | 0.02 | 0.02 | 0.02 | 0.02 | 0.02 | 0.02 | 0.02 | 0.02 | 0.02 | 0.02 | 0.02 | 0.02 | 0.04 | 0.04 | 0.02 | 0.02 | 0.02 | 0.02 | 0.02 | 0.02 | 0.02 | 0.02 | 0.02 | 0.02 | 0.52
Hours_of_operation | on/off | Through 12/31 | WD, SummerDesign | 0 | 0 | 0 | 0 | 0 | 0 | 1 | 1 | 1 | 1 | 1 | 1 | 1 | 1 | 1 | 1 | 1 | 0 | 0 | 0 | 0 | 0 | 0 | 0 | 11 | 64 | 3337.14
|  |  | Sat, WinterDesign | 0 | 0 | 0 | 0 | 0 | 0 | 0 | 1 | 1 | 1 | 1 | 1 | 1 | 1 | 1 | 1 | 0 | 0 | 0 | 0 | 0 | 0 | 0 | 0 | 9
|  |  | Sun, Hol, Other | 0 | 0 | 0 | 0 | 0 | 0 | 0 | 0 | 0 | 0 | 0 | 0 | 0 | 0 | 0 | 0 | 0 | 0 | 0 | 0 | 0 | 0 | 0 | 0 | 0
ALWAYS_ON | Fraction | Through 12/31 | All | [24 empty] | 24 | 168 | 8760 | bar: 1 to 24
ALWAYS_OFF | Fraction | Through 12/31 | All | 0 | 0 | 0 | 0 | 0 | 0 | 0 | 0 | 0 | 0 | 0 | 0 | 0 | 0 | 0 | 0 | 0 | 0 | 0 | 0 | 0 | 0 | 0 | 0 | 0 | 0 | 0
HVACOperationSchd | on/off | Through 12/31 | WD, SummerDesign | 0 | 0 | 0 | 0 | 0 | 0 | 1 | 1 | 1 | 1 | 1 | 1 | 1 | 1 | 1 | 1 | 1 | 0 | 0 | 0 | 0 | 0 | 0 | 0 | 11 | 64 | 3337.14
|  |  | Sat, WinterDesign | 0 | 0 | 0 | 0 | 0 | 0 | 0 | 1 | 1 | 1 | 1 | 1 | 1 | 1 | 1 | 1 | 0 | 0 | 0 | 0 | 0 | 0 | 0 | 0 | 9
|  |  | Sun, Hol, Other | 0 | 0 | 0 | 0 | 0 | 0 | 0 | 0 | 0 | 0 | 0 | 0 | 0 | 0 | 0 | 0 | 0 | 0 | 0 | 0 | 0 | 0 | 0 | 0 | 0
PlantOnSched | On/Off | Through 12/31 | All | [24 empty] | 24 | 168 | 8760 | bar: 1 to 24
FAN_SCH | Fraction | Through 12/31 | All | [24 empty] | 24 | 168 | 8760 | bar: 1 to 24
CoolingCoilAvailSched | Fraction | Through 12/31 | All | [24 empty] | 24 | 168 | 8760 | bar: 1 to 24
HTGSETP_SCH | Temperature | Through 12/31 | WD, WinterDesign | 15.5 | 15.5 | 15.5 | 15.5 | 15.5 | 15.5 | 21 | 21 | 21 | 21 | 21 | 21 | 21 | 21 | 21 | 21 | 21 | 15.5 | 15.5 | 15.5 | 15.5 | 15.5 | 15.5 | 15.5 | 432.5 | 2956 | 154134.29
|  |  | SummerDesign | 15.5 | 15.5 | 15.5 | 15.5 | 15.5 | 15.5 | 15.5 | 15.5 | 15.5 | 15.5 | 15.5 | 15.5 | 15.5 | 15.5 | 15.5 | 15.5 | 15.5 | 15.5 | 15.5 | 15.5 | 15.5 | 15.5 | 15.5 | 15.5 | 372
|  |  | Sat | 15.5 | 15.5 | 15.5 | 15.5 | 15.5 | 15.5 | 15.5 | 21 | 21 | 21 | 21 | 21 | 21 | 21 | 21 | 21 | 15.5 | 15.5 | 15.5 | 15.5 | 15.5 | 15.5 | 15.5 | 15.5 | 421.5
|  |  | Sun, Hol, Other | 15.5 | 15.5 | 15.5 | 15.5 | 15.5 | 15.5 | 15.5 | 15.5 | 15.5 | 15.5 | 15.5 | 15.5 | 15.5 | 15.5 | 15.5 | 15.5 | 15.5 | 15.5 | 15.5 | 15.5 | 15.5 | 15.5 | 15.5 | 15.5 | 372
HTGSETP_FineStorage_SCH | Temperature | Through 12/31 | All | 15.5 | 15.5 | 15.5 | 15.5 | 15.5 | 15.5 | 15.5 | 15.5 | 15.5 | 15.5 | 15.5 | 15.5 | 15.5 | 15.5 | 15.5 | 15.5 | 15.5 | 15.5 | 15.5 | 15.5 | 15.5 | 15.5 | 15.5 | 15.5 | 372 | 2604 | 135780
HTGSETP_BulkStorage_SCH | Temperature | Through 12/31 | All | 7.2 | 7.2 | 7.2 | 7.2 | 7.2 | 7.2 | 7.2 | 7.2 | 7.2 | 7.2 | 7.2 | 7.2 | 7.2 | 7.2 | 7.2 | 7.2 | 7.2 | 7.2 | 7.2 | 7.2 | 7.2 | 7.2 | 7.2 | 7.2 | 172.8 | 1209.6 | 63072
CLGSETP_SCH | Temperature | Through 12/31 | WD, SummerDesign | 30 | 30 | 30 | 30 | 30 | 30 | 30 | 24 | 24 | 24 | 24 | 24 | 24 | 24 | 24 | 24 | 24 | 30 | 30 | 30 | 30 | 30 | 30 | 30 | 660 | 4692 | 244654.29
|  |  | Sat | 30 | 30 | 30 | 30 | 30 | 30 | 30 | 30 | 24 | 24 | 24 | 24 | 24 | 24 | 24 | 24 | 30 | 30 | 30 | 30 | 30 | 30 | 30 | 30 | 672
|  |  | WinterDesign | 30 | 30 | 30 | 30 | 30 | 30 | 30 | 30 | 30 | 30 | 30 | 30 | 30 | 30 | 30 | 30 | 30 | 30 | 30 | 30 | 30 | 30 | 30 | 30 | 720
|  |  | Sun, Hol, Other | 30 | 30 | 30 | 30 | 30 | 30 | 30 | 30 | 30 | 30 | 30 | 30 | 30 | 30 | 30 | 30 | 30 | 30 | 30 | 30 | 30 | 30 | 30 | 30 | 720
CLGSETP_FineStorage_SCH | Temperature | Through 12/31 | All | 26.7 | 26.7 | 26.7 | 26.7 | 26.7 | 26.7 | 26.7 | 26.7 | 26.7 | 26.7 | 26.7 | 26.7 | 26.7 | 26.7 | 26.7 | 26.7 | 26.7 | 26.7 | 26.7 | 26.7 | 26.7 | 26.7 | 26.7 | 26.7 | 640.8 | 4485.6 | 233892
Humidity Setpoint Schedule | Humidity | Through 12/31 | WD, SummerDesign | 50 | 50 | 50 | 50 | 50 | 50 | 50 | 50 | 50 | 50 | 50 | 50 | 50 | 50 | 50 | 50 | 50 | 50 | 50 | 50 | 50 | 50 | 50 | 50 | 1200 | 8400 | 438000
|  |  | Sat, WinterDesign | 50 | 50 | 50 | 50 | 50 | 50 | 50 | 50 | 50 | 50 | 50 | 50 | 50 | 50 | 50 | 50 | 50 | 50 | 50 | 50 | 50 | 50 | 50 | 50 | 1200
|  |  | Sun, Hol, Other | 50 | 50 | 50 | 50 | 50 | 50 | 50 | 50 | 50 | 50 | 50 | 50 | 50 | 50 | 50 | 50 | 50 | 50 | 50 | 50 | 50 | 50 | 50 | 50 | 1200
MinOA_MotorizedDamper_Sched | Fraction | Through 12/31 | WD, SummerDesign | 0 | 0 | 0 | 0 | 0 | 0 | 0 | 1 | 1 | 1 | 1 | 1 | 1 | 1 | 1 | 1 | 1 | 0 | 0 | 0 | 0 | 0 | 0 | 0 | 10 | 58 | 3024.29
|  |  | Sat | 0 | 0 | 0 | 0 | 0 | 0 | 0 | 0 | 1 | 1 | 1 | 1 | 1 | 1 | 1 | 1 | 0 | 0 | 0 | 0 | 0 | 0 | 0 | 0 | 8
|  |  | WinterDesign | [24 empty] | 24 | bar: 1 to 24
|  |  | Sun, Hol, Other | 0 | 0 | 0 | 0 | 0 | 0 | 0 | 0 | 0 | 0 | 0 | 0 | 0 | 0 | 0 | 0 | 0 | 0 | 0 | 0 | 0 | 0 | 0 | 0 | 0
MinOA_Sched | Fraction | Through 12/31 | All | [24 empty] | 24 | 168 | 8760 | bar: 1 to 24
Dual Zone Control Type Sched | Control Type | Through 12/31 | All | 4 | 4 | 4 | 4 | 4 | 4 | 4 | 4 | 4 | 4 | 4 | 4 | 4 | 4 | 4 | 4 | 4 | 4 | 4 | 4 | 4 | 4 | 4 | 4 | 96 | 672 | 35040
Heating-Supply-Air-Temp-Sch | Temperature | Through 12/31 | All | 16 | 16 | 16 | 16 | 16 | 16 | 16 | 16 | 16 | 16 | 16 | 16 | 16 | 16 | 16 | 16 | 16 | 16 | 16 | 16 | 16 | 16 | 16 | 16 | 384 | 2688 | 140160
ACTIVITY_SCH | Any Number | Through 12/31 | All | 120 | 120 | 120 | 120 | 120 | 120 | 120 | 120 | 120 | 120 | 120 | 120 | 120 | 120 | 120 | 120 | 120 | 120 | 120 | 120 | 120 | 120 | 120 | 120 | 2880 | 20160 | 1051200
WORK_EFF_SCH | Fraction | Through 12/31 | All | 0 | 0 | 0 | 0 | 0 | 0 | 0 | 0 | 0 | 0 | 0 | 0 | 0 | 0 | 0 | 0 | 0 | 0 | 0 | 0 | 0 | 0 | 0 | 0 | 0 | 0 | 0
AIR_VELO_SCH | Any Number | Through 12/31 | All | 0.2 | 0.2 | 0.2 | 0.2 | 0.2 | 0.2 | 0.2 | 0.2 | 0.2 | 0.2 | 0.2 | 0.2 | 0.2 | 0.2 | 0.2 | 0.2 | 0.2 | 0.2 | 0.2 | 0.2 | 0.2 | 0.2 | 0.2 | 0.2 | 4.8 | 33.6 | 1752
CLOTHING_SCH | Any Number | Through 04/30 | All | [24 empty] | 24 | 168 | 6924 | bar: 1 to 24
|  | Through 09/30 | All | 0.5 | 0.5 | 0.5 | 0.5 | 0.5 | 0.5 | 0.5 | 0.5 | 0.5 | 0.5 | 0.5 | 0.5 | 0.5 | 0.5 | 0.5 | 0.5 | 0.5 | 0.5 | 0.5 | 0.5 | 0.5 | 0.5 | 0.5 | 0.5 | 12 | 84
|  | Through 12/31 | All | [24 empty] | 24 | 168 | bar: 1 to 24
SHADING_SCH | Any Number | Through 12/31 | All | 0 | 0 | 0 | 0 | 0 | 0 | 0 | 0 | 0 | 0 | 0 | 0 | 0 | 0 | 0 | 0 | 0 | 0 | 0 | 0 | 0 | 0 | 0 | 0 | 0 | 0 | 0