## Annual
VA ESPC Awarded Projects November 2019
Project # | Project Title | City | State | Agency | ESCO | Energy Conservation Measures | Awarded Date | Project Investment | Guaranteed Cost Savings | Contract Price | Period of Performance (Years) | Annual Energy Savings (btu x 10^6) | Cumulative Energy Savings (btu x 10^6)
FY 2019
VA-001 | VA VISN 1, White River Junction | White River Junction | VT | U.S. Department of Veterans Affairs | TL Services, Inc. | Boiler Plant Improvements | 7/2//2019 | 2979526 | 4239057 | 3914172 | 6 | See Note #1 | See Note #1
Note #1: This ESPC converts an existing VA boiler plant from #2 fuel oil to a dual fuel plant capable of burning both compressed natural gas (CNG) as the primary fuel and #2 fuel oil as a redundant backup fuel. The boilers are slightly less efficient when burning CNG as compared to #2 fuel oil, requiring more MMBtus. However, CNG costs (including transportation, monitoring, and maintenance) are about 67% the cost of #2 fuel oil. The cost advantage of CNG compared to #2 fuel oil generates the guaranteed cost savings.

## Detail w ERRC (hidden)
DOE IDIQ ESPC Awarded Projects
Project # | ESCO | Project Title | City | State | DOE Region | Agency | Energy Conservation Measures | Project Investment | Contract Price | Awarded Date | Guaranteed Cost Savings | Annual Energy Savings (btu x 10^6) | Period of Performance (Years) | Cumulative Energy Savings (btu x 10^6)
FY 1998
27 | NORESCO, LLC | Integrated Support Command, Kodiak, AK, DO#1 | Kodiak | AK | Western | U.S. Coast Guard | Boiler Improvements Chiller Improvements Building Automation Systems/EMCS Building Envelope Modifications Renewable Energy Systems Electric Distribution System Lighting Improvements | 921372 | 1528271 | 1998-06-08 | 1558568 | 20489 | 7 | 143423
30 | Johnson Controls Government Systems, LLC | ARTCC, Seattle, WA | Auburn | WA | Western | Federal Aviation Administration | Chiller Improvements Lighting Improvements | 332310 | 740142 | 1998-07-29 | 782951 | 4184 | 14 | 58576
17 | Johnson Controls Government Systems, LLC | FDA Building - Bothell | Bothell | WA | Western | General Services Administration | Boiler Improvements Building Automation Systems/EMCS | 493541 | 1064094 | 1998-09-23 | 1358200 | 7995 | 12 | 95940
1 | Honeywell International, Inc. | Corvallis Forestry Lab | Corvallis | OR | Western | Forest Service | Building Automation Systems/EMCS Chilled/Hot/Steam Piping & Dist Systems Lighting Improvements | 399312 | 705445 | 1998-09-28 | 722962 | 5744 | 10 | 57440
33 | Johnson Controls Government Systems, LLC | San Francisco VAMC (VISN 21, DO #1) | San Francisco | CA | Western | Department of Veterans Affairs | Boiler Improvements Building Automation Systems/EMCS Heating, Ventilating & Air Conditioning Lighting Improvements Electric Motors & Drives | 4428666 | 10952677 | 1998-09-28 | 12739694 | 22519 | 19 | 427861
Total for FY 1998 | [7 empty] | 6575201 | 14990629 |  | 17162375 | 60931 |  | 783240
FY 1999
31 | Enron Federal Solutions, Inc. | VA Medical Center (VISN 20) White City | White City | OR | Western | Department of Veterans Affairs | Building Automation Systems/EMCS Heating, Ventilating & Air Conditioning Lighting Improvements | 453079 | 632791 | 1998-12-23 | 704792 | 4788 | 10 | 47880
115 | Honeywell International, Inc. | Johnson Space Ctr | Houston | TX | Central | National Aeronautics and Space Admin. | Chiller Improvements Building Automation Systems/EMCS Heating, Ventilating & Air Conditioning Lighting Improvements Electric Motors & Drives Water & Sewer Systems | 17696374 | 42709006 | 1999-02-01 | 42709006 | 125083 | 22 | 2751826
29 | Honeywell International, Inc. | Integrated Support Command, Alameda, CA | Alameda | CA | Western | U.S. Coast Guard | Building Automation Systems/EMCS Lighting Improvements | 1012957 | 1570269 | 1999-04-19 | 1570279 | 7409 | 10 | 74090
22 | Enron Federal Solutions, Inc. | Yosemite NP | Yosemite | CA | Western | National Park Service | Boiler Improvements Building Automation Systems/EMCS Heating, Ventilating & Air Conditioning Lighting Improvements Electric Motors & Drives Electric Distribution System | 584535 | 1140851 | 1999-04-29 | 1141551 | 2559 | 14 | 35826
119 | NORESCO, LLC | VA Medical Center (VISN 19)[Grand Junction] | Grand Junction | CO | Central | Department of Veterans Affairs | Building Automation Systems/EMCS Lighting Improvements Chilled/Hot/Steam Piping & Dist Systems Water & Sewer Systems | 755857 | 1743317 | 1999-05-28 | 1745497 | 9061 | 20 | 181220
2 | Sempra Energy Services Company | Defense Manpower Data Ctr | Monterey | CA | Western | Department of Defense | Boiler Improvements Building Automation Systems/EMCS Heating, Ventilating & Air Conditioning Lighting Improvements Chilled/Hot/Steam Piping & Dist Systems Electric Motors & Drives | 2142880 | 3406856 | 1999-06-21 | 3444397 | 39801 | 9 | 358209
20 | Enron Federal Solutions, Inc. | Chemawa Indian School | Salem | OR | Western | Bureau of Indian Affairs | Boiler Improvements Building Automation Systems/EMCS Heating, Ventilating & Air Conditioning Electric Motors & Drives Building Envelope Modifications | 1629567 | 3586628 | 1999-07-30 | 3588828 | 4669 | 22 | 102718
28 | NORESCO, LLC | Integrated Support Command, Kodiak, AK, DO#2 | Kodiak | AK | Western | U.S. Coast Guard | Lighting Improvements Building Envelope Modifications Chilled/Hot/Steam Piping & Dist Systems | 3746850 | 5821923 | 1999-07-30 | 5830331 | 30983 | 9 | 278847
114 | Honeywell International, Inc. | Eisenhower Museum and Library | Abilene | KS | Central | Nat'l Archives and Records Administration | Building Automation Systems/EMCS Lighting Improvements Chilled/Hot/Steam Piping & Dist Systems | 266431 | 466866 | 1999-07-31 | 466879 | 4962 | 13 | 64506
80 | AmerescoSolutions, Inc. | NASA: Glenn Research Center @ Lewis Field | Cleveland | OH | Midwest | National Aeronautics and Space Admin. | Boiler Improvements Lighting Improvements | 1158744 | 1747830 | 1999-08-05 | 1765271 | 18617 | 8 | 148936
51 | AmerescoSolutions, Inc. | Oak Ridge National Laboratory | Oak Ridge | TN | Southeast | Department of Energy | Lighting Improvements Water & Sewer Systems | 306830 | 676987 | 1999-08-06 | 697163 | 1878 | 17 | 31926
7 | NORESCO, LLC | Pt. Mugu | Point Mugu | CA | Western | Navy | Boiler Improvements Chiller Improvements Building Automation Systems/EMCS Heating, Ventilating & Air Conditioning Lighting Improvements Chilled/Hot/Steam Piping & Dist Systems | 1691003 | 3650885 | 1999-08-12 | 3652289 | 22998 | 13 | 298974
64 | Chevron Corporation, Chevron Energy Solutions Company, a Division of Chevron U.S.A. Inc | USCG Support Center | Elizabeth City | NJ | Southeast | Department of Transportation | Boiler Improvements Building Automation Systems/EMCS Heating, Ventilating & Air Conditioning Lighting Improvements Rate Reduction/Audits Electrical or Cogeneration Systems | 1830611 | 4063335 | 1999-09-01 | 4067100 | 13857 | 15 | 207855
8 | Johnson Controls Government Systems, LLC | Subase Bangor, DO#1 | Silverdale Silverdale Silverdale | WA WA WA | Western | Navy | Chiller Improvements Building Automation Systems/EMCS Lighting Improvements Chilled/Hot/Steam Piping & Dist Systems | 629791 | 1812995 | 1999-09-03 | 1874423 | 16997 | 20 | 339940
56 | NORESCO, LLC | Atlanta - Richard Russell & Summit | Atlanta Atlanta | GA GA | Southeast | General Services Administration | Chiller Improvements Lighting Improvements Other | 7045074 | 20411457 | 1999-09-30 | 21007722 | 36877 | 20 | 737540
Total for FY 1999 | [7 empty] | 40950583 | 93441996 |  | 94265528 | 340539 |  | 5660293
FY 2000
24 | NORESCO, LLC | Job Corps Centers | San Bernardino SACRAMENTO | CA CA | Western | Department of Labor | Lighting Improvements | 205475 | 322725 | 1999-10-08 | 358246 | 1248 | 11 | 13728
67 | Johnson Controls Government Systems, LLC | National Animal Disease Center, Agricultural Research Services | Ames Ames | IA IA | Midwest | U.S. Department of Agriculture | Boiler Improvements Building Automation Systems/EMCS Heating, Ventilating & Air Conditioning Lighting Improvements Electric Motors & Drives Electrical or Cogeneration Systems Electric Distribution System Rate Reduction/Audits | 6363685 | 12764816 | 1999-12-16 | 12825582 | 26031 | 17 | 442527
112 | Sempra Energy Services Company | Gary Job Corps Center | San Marcos | TX | Central | Job Corps Center | Building Automation Systems/EMCS Heating, Ventilating & Air Conditioning Lighting Improvements Renewable Energy Systems Water & Sewer Systems | 1483360 | 3130439 | 1999-12-22 | 3130454 | 19689 | 15 | 295335
3 | Sempra Energy Services Company | Def Lang/Presidio and Annex | Monterey | CA | Western | Army | Lighting Improvements | 1786056 | 3072926 | 1999-12-23 | 3137983 | 4632 | 11 | 50952
97 | NORESCO, LLC | Austin Project - Dallas/Ft.Worth Office | Austin | TX | Central | General Services Administration | Chiller Improvements Building Automation Systems/EMCS Lighting Improvements Water & Sewer Systems | 3721661 | 7268215 | 1999-12-29 | 7278976 | 15295 | 19 | 290605
120 | Johnson Controls Government Systems, LLC | VA Medical Center (VISN 19)[Salt Lake City] | Salt Lake City | UT | Central | Department of Veterans Affairs | Chiller Improvements Building Automation Systems/EMCS Heating, Ventilating & Air Conditioning Lighting Improvements Renewable Energy Systems Electric Distribution System Rate Reduction/Audits | 4814796 | 13947729 | 2000-01-31 | 13994273 | 52386 | 17 | 890562
135 | NORESCO, LLC | National Agricultural Library | Beltsville | MD | Mid-Atlantic | U.S. Department of Agriculture | Boiler Improvements Building Automation Systems/EMCS Lighting Improvements | 760701 | 1896984 | 2000-02-01 | 1926962 | 11187 | 15 | 167805
98 | Honeywell International, Inc. | South Texas Sites - Dallas/Ft. Worth Office | South Texas Sites | TX | Central | General Services Administration | Chiller Improvements Lighting Improvements Electric Motors & Drives Renewable Energy Systems Water & Sewer Systems | 956335 | 1654736 | 2000-05-04 | 1654750 | 5733 | 14 | 80262
91 | NORESCO, LLC | Pantex Plant | Panhandle | TX | Central | Department of Energy | Building Automation Systems/EMCS Heating, Ventilating & Air Conditioning Lighting Improvements Chilled/Hot/Steam Piping & Dist Systems Renewable Energy Systems | 4449685 | 10114499 | 2000-06-01 | 10400523 | 86713 | 17 | 1474121
70 | EUA Cogenex Corporation | National Imagery & Mapping Agency | St. Louis | MO | Midwest | Department of Defense | Heating, Ventilating & Air Conditioning Lighting Improvements | 949114 | 1881280 | 2000-06-05 | 1892878 | 9328 | 12 | 111936
125 | Honeywell International, Inc. | Leo O'Brien Federal Building | Albany | NY | Northeast | General Services Administration | Boiler Improvements Chiller Improvements Building Automation Systems/EMCS Heating, Ventilating & Air Conditioning Lighting Improvements Building Envelope Modifications Electric Motors & Drives | 983215 | 2262155 | 2000-06-08 | 2262166 | 6693 | 11 | 73623
21 | Sempra Energy Services Company | Sherman Indian High School | Riverside | CA | Western | Bureau of Indian Affairs | Building Automation Systems/EMCS Heating, Ventilating & Air Conditioning Lighting Improvements Renewable Energy Systems | 2366270 | 6032176 | 2000-06-29 | 6084942 | 10931 | 20 | 218620
95 | Johnson Controls Government Systems, LLC | Denver Federal Center | Denver | CO | Central | General Services Administration | Boiler Improvements Chiller Improvements Heating, Ventilating & Air Conditioning Lighting Improvements Chilled/Hot/Steam Piping & Dist Systems Renewable Energy Systems | 2426454 | 4226925 | 2000-06-29 | 4226940 | 34201 | 15 | 513015
99 | Honeywell International, Inc. | Denney Federal Building/Courthouse, Lincoln, Nebraska (Kansas City GSA Office) | Lincoln | NE | Central | General Services Administration | Boiler Improvements Chiller Improvements Building Automation Systems/EMCS Heating, Ventilating & Air Conditioning Lighting Improvements Chilled/Hot/Steam Piping & Dist Systems Water & Sewer Systems | 4120128 | 4404916 | 2000-07-25 | 4404921 | 20784 | 5 | 103920
26 | Johnson Controls Government Systems, LLC | Ames Research Center DO#1 | San Francisco | CA | Western | National Aeronautics and Space Admin. | Building Automation Systems/EMCS Lighting Improvements Renewable Energy Systems | 1916688 | 5127880 | 2000-08-21 | 5127899 | 24134 | 19 | 458546
94 | Johnson Controls Government Systems, LLC | National Risk Management Research Laboratory | Ada | OK | Central | Environmental Protection Agency | Renewable Energy Systems | 4275612 | 10412513 | 2000-09-27 | 10691682 | 24933 | 24 | 598392
166 | EPS (Energy Assets)(Army) | Patuxent River Naval Air Station | Patuxent River | MD | Mid-Atlantic | Navy | GHP Systems Building Automation Systems/EMCS | 4785168 | 9515730 | 2000-09-28 | 9519730 | 16724 | 20 | 334480
55 | AmerescoSolutions, Inc. | Raleigh NC - Bundled Sites | Greensboro Greensboro Raleigh Wilmington Winston-Salem | NC NC NC NC NC | Southeast | General Services Administration | Chiller Improvements Building Automation Systems/EMCS Lighting Improvements Electric Motors & Drives Boiler Improvements | 2591453 | 4643797 | 2000-09-29 | 4822185 | 4676 | 19 | 88844
42 | Sempra Energy Services Company | Fort Gordon, Fort Jackson, Fort Stewart, Fort Ruckert & Fort Benning Medical Commands | Columbia Fort Benning Dothan Fort Gordon Fort Stewart | SC GA AL GA GA | Southeast | Army | Chiller Improvements Building Automation Systems/EMCS Heating, Ventilating & Air Conditioning Lighting Improvements Building Envelope Modifications Chilled/Hot/Steam Piping & Dist Systems Electric Motors & Drives | 11879525 | 24630939 | 2000-09-30 | 24630953 | 227416 | 14 | 3183824
43 | Johnson Controls Government Systems, LLC | Fox Army Health Center Huntsville | Huntsville | AL | Southeast | Army | Chiller Improvements Building Automation Systems/EMCS Lighting Improvements Rate Reduction/Audits | 1326355 | 3330616 | 2000-09-30 | 3331821 | 6996 | 17 | 118932
Total for FY 2000 | [7 empty] | 62161736 | 130641996 |  | 131703866 | 609730 |  | 9510029
FY 2001
150 | NORESCO, LLC | National Gallery of Art | Washington | DC | Mid-Atlantic | National Gallery of Art | Building Automation Systems/EMCS Lighting Improvements Chilled/Hot/Steam Piping & Dist Systems | 2756050 | 5108785 | 2000-11-02 | 5184179 | 22686 | 15 | 340290
54 | Johnson Controls Government Systems, LLC | Columbia, SC - 11 sites in TN and SC | Anderson Knoxville Columbia Charleston Knoxville Greenville Charleston Spartanburg Columbia Columbia Charleston | SC TN SC SC TN SC SC SC SC SC SC | Southeast | General Services Administration | Boiler Improvements Chiller Improvements Heating, Ventilating & Air Conditioning Lighting Improvements Building Envelope Modifications Chilled/Hot/Steam Piping & Dist Systems Electric Motors & Drives Rate Reduction/Audits | 2281130 | 4394281 | 2000-11-22 | 4596830 | 12348 | 15 | 185220
32 | Johnson Controls Government Systems, LLC | VA Medical Center (VISN 18) Tucson | Tucson | AZ | Western | Department of Veterans Affairs | Boiler Improvements Building Automation Systems/EMCS Heating, Ventilating & Air Conditioning Lighting Improvements Electric Motors & Drives | 2254957 | 4861736 | 2000-12-06 | 5082665 | 76001 | 11 | 836011
15 | Johnson Controls Government Systems, LLC | INEEL DO #1 | Idaho Falls | ID | Western | Department of Energy | Lighting Improvements Electric Distribution System | 779000 | 2107181 | 2001-01-22 | 2107201 | 2664 | 20 | 53280
57 | Sempra Energy Services Company | Memphis, TN Customer Service Center and 8 bldgs in 4 states | Memphis Mobile Paducah Dyersburg Jackson Aberdeen Greenwood Tupelo Oxford | TN AL KY TN TN MS MS MS MS | Southeast | General Services Administration | Chiller Improvements Lighting Improvements Electric Motors & Drives | 1922589 | 3374349 | 2001-01-23 | 3831173 | 10844 | 15 | 162660
69 | NORESCO, LLC | Marine Corps Support Activities Center - Richards-Gebaur Memorial Airport | Kansas City | MO | Midwest | Marine Corps | Chiller Improvements Building Automation Systems/EMCS Lighting Improvements Electric Motors & Drives Water & Sewer Systems | 1260863 | 2662009 | 2001-02-01 | 2662027 | 13335 | 18 | 240030
127 | Sempra Energy Services Company | McCormack POCH | Boston | MA | Northeast | General Services Administration | Chiller Improvements Building Automation Systems/EMCS Chilled/Hot/Steam Piping & Dist Systems | 984674 | 1112300 | 2001-02-02 | 1112303 | 1278 | 3 | 3834
18 | Johnson Controls Government Systems, LLC | Wyatt-Green Fed Bldg. | Portland | OR | Western | General Services Administration | Building Automation Systems/EMCS Refrigeration | 516821 | 1645319 | 2001-02-21 | 1655690 | 12072 | 15 | 181080
11 | NORESCO, LLC | SW Region, DO #1 | San Diego | CA | Western | Navy | Lighting Improvements | 6051989 | 7875688 | 2001-03-01 | 8492938 | 22163 | 8 | 177304
133 | Johnson Controls Government Systems, LLC | VA Medical Center [Providence] | Providence | RI | Northeast | Department of Veterans Affairs | Boiler Improvements Building Automation Systems/EMCS Chilled/Hot/Steam Piping & Dist Systems Electrical or Cogeneration Systems Electric Distribution System | 1132267 | 3045995 | 2001-03-02 | 3136389 | 15538 | 22 | 341836
169 | Trane, a Division of American Standard Companies, Inc. | Embassy Facilities - Seoul, Korea | Seoul | Korea | Mid-Atlantic | Department of State | GHP Systems Building Envelope Modifications Electric Motors & Drives | 5551616 | 13597527 | 2001-03-19 | 13597609 | 31472 | 19 | 597968
49 | Honeywell International, Inc. | Y-12 | Oak Ridge | TN | Southeast | Department of Energy | Chiller Improvements Building Automation Systems/EMCS Lighting Improvements Renewable Energy Systems | 2583804 | 6269735 | 2001-03-26 | 6269753 | 24107 | 18 | 433926
109 | Sempra Energy Services Company | Southwest Indian Polytechnic Inst. | Albuquerque | NM | Central | Bureau of Indian Affairs | Chiller Improvements Lighting Improvements Renewable Energy Systems Building Envelope Modifications | 3924290 | 7999315 | 2001-04-20 | 8039848 | 25580 | 24 | 613920
118 | Sempra Energy Services Company | VA Medical Center (VISN 19)[Denver] | Denver Cheyenne | CO WY | Central | Department of Veterans Affairs | Chiller Improvements Building Automation Systems/EMCS Heating, Ventilating & Air Conditioning Lighting Improvements Chilled/Hot/Steam Piping & Dist Systems | 2317938 | 6018203 | 2001-05-16 | 6085485 | 26722 | 19 | 507718
77 | Johnson Controls Government Systems, LLC | Des Moines Federal Bldg | Des Moines | IA | Midwest | General Services Administration | Boiler Improvements Electric Motors & Drives Refrigeration Water & Sewer Systems Rate Reduction/Audits | 1361854 | 1814300 | 2001-05-24 | 1833998 | 6482 | 12 | 77784
60 | Johnson Controls Government Systems, LLC | Center for Disease Control | Chamblee | GA | Southeast | Department of Health and Human Services | Building Automation Systems/EMCS Heating, Ventilating & Air Conditioning Lighting Improvements Chilled/Hot/Steam Piping & Dist Systems Rate Reduction/Audits | 578218 | 1228922 | 2001-05-31 | 1289275 | 9528 | 15 | 142920
122 | Johnson Controls Government Systems, LLC | VA Medical Center (VISN 17)[San Antonio/Kerrville] | Kerrville San Antonio | TX TX | Central | Department of Veterans Affairs | Boiler Improvements Heating, Ventilating & Air Conditioning Lighting Improvements Chilled/Hot/Steam Piping & Dist Systems Renewable Energy Systems Rate Reduction/Audits | 6978025 | 18027957 | 2001-07-13 | 18341114 | 17947 | 19 | 340993
106 | Johnson Controls Government Systems, LLC | IHS - Aberdeen Area Office | Aberdeen | SD | Central | Indian Health Service | Building Automation Systems/EMCS Lighting Improvements | 2070508 | 6165452 | 2001-08-01 | 6289467 | 20144 | 15 | 302160
82 | Johnson Controls Government Systems, LLC | Des Moines VA Medical Center (VISN 14) | Des Moines | IA | Midwest | Department of Veterans Affairs | Heating, Ventilating & Air Conditioning Lighting Improvements Rate Reduction/Audits | 595050 | 1200029 | 2001-08-08 | 1200178 | 9966 | 13 | 129558
131 | NORESCO, LLC | U.S. Merchant Marine Academy | Kings Point | NY | Northeast | Department of Transportation | Chiller Improvements Lighting Improvements Water & Sewer Systems | 4016891 | 15182150 | 2001-08-31 | 15189167 | 10841 | 18 | 195138
132 | Select Energy Services, Inc. | VA Medical Center [3 sites 1 MA & 2 CT] | Leeds West Haven Newington | MA CT CT | Northeast | Department of Veterans Affairs | Heating, Ventilating & Air Conditioning Water & Sewer Systems Electric Motors & Drives Lighting Improvements Chilled/Hot/Steam Piping & Dist Systems Building Automation Systems/EMCS Boiler Improvements | 7818170 | 15646251 | 2001-09-05 | 18461969 | 110094 | 15 | 1651410
96 | Johnson Controls Government Systems, LLC | Denver Federal Center #2 | Denver | CO | Central | General Services Administration | Boiler Improvements Chiller Improvements Building Automation Systems/EMCS Heating, Ventilating & Air Conditioning Lighting Improvements Chilled/Hot/Steam Piping & Dist Systems Renewable Energy Systems | 2176016 | 4321414 | 2001-09-11 | 4321428 | 37572 | 14 | 526008
110 | Honeywell International, Inc. | Haskell Indian Nations University, Riverside Indian School | Lawrence Anadarko | KS OK | Central | Bureau of Indian Affairs | Building Automation Systems/EMCS Heating, Ventilating & Air Conditioning Lighting Improvements Building Envelope Modifications Water & Sewer Systems | 4173115 | 7958821 | 2001-09-14 | 7958862 | 31552 | 20 | 631040
163 | Constellation Energy Projects and Services Group, Inc. | Aberdeen Proving Grounds | Aberdeen Proving Grounds | MD | Mid-Atlantic | Army | Building Automation Systems/EMCS Heating, Ventilating & Air Conditioning Lighting Improvements | 4964428 | 14648524 | 2001-09-14 | 15286901 | 29481 | 20 | 589620
44 | AmerescoSolutions, Inc. | Fort Jackson | Columbia | SC | Southeast | Army | Chiller Improvements Heating, Ventilating & Air Conditioning Lighting Improvements Water & Sewer Systems | 19020674 | 43840503 | 2001-09-18 | 44153341 | 82876 | 21 | 1740396
12 | NORESCO, LLC | SW Region, DO #2 | San Diego | CA | Western | Navy | Heating, Ventilating & Air Conditioning Electric Motors & Drives Electrical or Cogeneration Systems Renewable Energy Systems Water & Sewer Systems | 15717271 | 19738057 | 2001-09-26 | 26043385 | 24373 | 10 | 243730
13 | NORESCO, LLC | Marine Corps Air Station [Miramar CA] | Miramar San Diego | CA CA | Western | Navy | Chiller Improvements Lighting Improvements | 3476565 | 8760029 | 2001-09-26 | 8760276 | 9758 | 17 | 165886
14 | NORESCO, LLC | Naval Air Station - Fallon | Fallon | NV | Western | Navy | Lighting Improvements | 2017304 | 2797495 | 2001-09-26 | 2863338 | 7924 | 9 | 71316
9 | Johnson Controls Government Systems, LLC | Subase Bangor, DO#2 | Silverdale Silverdale Silverdale | WA WA WA | Western | Navy | Boiler Improvements Chiller Improvements Building Automation Systems/EMCS Heating, Ventilating & Air Conditioning Lighting Improvements Building Envelope Modifications | 4326571 | 6790298 | 2001-09-27 | 6790307 | 99384 | 9 | 894456
58 | Sempra Energy Services Company | Courthouse and New Construction - Gulfport | Gulfport | MS | Southeast | General Services Administration | Chiller Improvements Building Automation Systems/EMCS Heating, Ventilating & Air Conditioning Lighting Improvements Building Envelope Modifications Electric Motors & Drives Electric Distribution System Water & Sewer Systems | 1603580 | 8574055 | 2001-09-28 | 8574072 | 15329 | 17 | 260593
168 | Trane, a Division of American Standard Companies, Inc. | Marine Corp Air Station [Beaufort SC] | Beaufort | SC | Southeast | Marine Corps | GHP Systems Building Automation Systems/EMCS Lighting Improvements Building Envelope Modifications Electric Motors & Drives Appliance Plug Load Reductions Central Utilities Modifications | 11164338 | 12311674 | 2001-09-28 | 14002567 | 49087 | 15 | 736305
Total for FY 2001 | [7 empty] | 126376566 | 259078354 |  | 273213735 | 869148 |  | 13374390
FY 2002
124 | XENERGY, Inc. (not on FY05 qual list but has 2 projects) | Ft. Hamilton | Brooklyn | NY | Northeast | Army | Building Automation Systems/EMCS Lighting Improvements Water & Sewer Systems | 2451630 | 7357778 | 2001-11-16 | 7357793 | 25694 | 15 | 385410
19 | Johnson Controls Government Systems, LLC | Federal Courthouse Seattle | Seattle | WA | Western | General Services Administration | Chiller Improvements Building Automation Systems/EMCS Lighting Improvements Electric Motors & Drives | 1565494 | 3242774 | 2001-11-27 | 3247471 | 7202 | 13 | 93626
16 | Johnson Controls Government Systems, LLC | North Las Vegas | Las Vegas | NV | Western | Department of Energy | Lighting Improvements | 982744 | 1637284 | 2001-11-30 | 1683451 | 5666 | 12 | 67992
25 | NORESCO, LLC | Reagan Library | Simi Valley | CA | Western | Nat'l Archives and Records Administration | Building Automation Systems/EMCS Lighting Improvements | 1249924 | 2631655 | 2002-03-21 | 2634084 | 5344 | 15 | 80160
184 | Johnson Controls Government Systems, LLC | Ames Research Center DO#2 | San Francisco | CA | Western | National Aeronautics and Space Admin. | Lighting Improvements | 2185853 | 4716178 | 2002-03-29 | 4749187 | 12936 | 17 | 219912
234 | NORESCO, LLC | North Central States Courthouse, 2 Fed. Bldgs. | Fort Snelling Saint Paul | MN MN | Midwest | General Services Administration | Lighting Improvements Heating, Ventilating & Air Conditioning Building Automation Systems/EMCS Electric Motors & Drives | 3068733 | 6272104 | 2002-04-22 | 6378246 | 23022 | 18 | 414396
332 Mod to project #: 12 Mod project awarded: 09/26/2001 | NORESCO, LLC | SW Region, DO #2 MOD 1 | San Diego | CA | Western | Navy |  | 14831437 | 20255623 | 2002-04-29 | 21467291 | 24373 | 10 | 243730
159 | AmerescoSolutions, Inc. | Rock Island Arsenal US Army Materiel Command | Rock Island | IL | Midwest | Army | GHP Systems Appliance Plug Load Reductions | 7822429 | 18587918 | 2002-05-31 | 19038636 | 43602 | 20 | 872040
5 | Johnson Controls Government Systems, LLC | Ft. Lewis/Yakima Firing Range | Tacoma | WA | Western | Army | Building Automation Systems/EMCS Chilled/Hot/Steam Piping & Dist Systems | 3891447 | 9503805 | 2002-06-28 | 9637725 | 39638 | 17 | 673846
104 | Honeywell International, Inc. | LA, AR & TX sites - Dallas/Ft. Worth Office | Houston | TX | Central | General Services Administration | Boiler Improvements Chiller Improvements Lighting Improvements Chilled/Hot/Steam Piping & Dist Systems Water & Sewer Systems | 1023871 | 1522445 | 2002-06-28 | 1522459 | 3333 | 14 | 46662
175 | Sempra Energy Services Company | FDA White Oak | White Oak | MD | Mid-Atlantic | General Services Administration | Renewable Energy Systems Lighting Improvements Building Envelope Modifications Heating, Ventilating & Air Conditioning Building Automation Systems/EMCS Electric Motors & Drives | 24616413 | 98468603 | 2002-07-12 | 98468623 | 134479 | 20 | 2689580
233 | NORESCO, LLC | National Capitol Region - HOTD | Washington | DC | Mid-Atlantic | General Services Administration | Chilled/Hot/Steam Piping & Dist Systems | 1736044 | 4117796 | 2002-07-12 | 4121339 | 19163 | 19 | 364097
162 | EPS (Energy Assets)(Army) | Carlisle Barracks | Carlisle Barracks | PA | Mid-Atlantic | Army | GHP Systems Building Automation Systems/EMCS Lighting Improvements Building Envelope Modifications | 9359579 | 21819480 | 2002-07-17 | 21822880 | 48722 | 17 | 828274
103 | Johnson Controls Government Systems, LLC | Denver Downtown Buildings | Denver Denver Denver Denver Denver | CO CO CO CO CO | Central | General Services Administration | Chiller Improvements Building Automation Systems/EMCS Heating, Ventilating & Air Conditioning Lighting Improvements Chilled/Hot/Steam Piping & Dist Systems | 1530323 | 3367427 | 2002-08-22 | 3520046 | 4096 | 18 | 73728
358 Mod to project #: 11 Mod project awarded: 03/01/2001 | NORESCO, LLC | SW Region, DO #1 MOD 1 | San Diego | CA | Western | Navy |  | 6674114 | 8706513 | 2002-08-22 | 8868904 | 23742 | 8 | 189936
117 | Johnson Controls Government Systems, LLC | Denver/Salt Lake City ARTCCs | Longmont Salt Lake City Aspen | CO UT CO | Central | Federal Aviation Administration | Boiler Improvements Chiller Improvements Building Automation Systems/EMCS Heating, Ventilating & Air Conditioning Lighting Improvements Chilled/Hot/Steam Piping & Dist Systems | 1340832 | 2607426 | 2002-08-30 | 2706657 | 15719 | 16 | 251504
105 | Honeywell International, Inc. | Wichita, Topeka, KS sites - Kansas City Regional Office | Wichita | KS | Central | General Services Administration | Water & Sewer Systems Building Automation Systems/EMCS Lighting Improvements Chiller Improvements | 769510 | 1189269 | 2002-09-06 | 1189283 | 1598 | 14 | 22372
188 | Select Energy Services, Inc. | Marine Base Quantico | Quantico | VA | Mid-Atlantic | Marine Corps | Chilled/Hot/Steam Piping & Dist Systems Building Automation Systems/EMCS Water & Sewer Systems | 27706795 | 121072595 | 2002-09-30 | 121307619 | 594644 | 23 | 13676812
333 Mod to project #: 150 Mod project awarded: 11/02/2000 | NORESCO, LLC | National Gallery of Art MOD 1 | Washington | DC | Mid-Atlantic | National Gallery of Art |  | 59644 | 288254 | 2002-09-30 | 339437 | 0 | 0 | 0
Total for FY 2002 | [7 empty] | 112866816 | 337364927 |  | 340061131 | 1032973 |  | 21194077
FY 2003
129 | Consolidated Edison Solutions, Inc. | JFK / FDR Libraries | Boston | MA | Northeast | Nat'l Archives and Records Administration | Chiller Improvements Building Automation Systems/EMCS Heating, Ventilating & Air Conditioning Lighting Improvements Water & Sewer Systems | 5190275 | 11664443 | 2002-10-17 | 11735342 | 18769 | 19 | 356611
48 | Johnson Controls Government Systems, LLC | Camp LeJeune | Camp LeJeune | NC | Southeast | Navy | Heating, Ventilating & Air Conditioning Lighting Improvements Chilled/Hot/Steam Piping & Dist Systems Water & Sewer Systems Rate Reduction/Audits Other | 2114083 | 3687492 | 2002-11-07 | 3842643 | 22793 | 12 | 273516
126 | XENERGY, Inc. | Northern Buildings- Bundle |  |  | Northeast | General Services Administration | Chiller Improvements Building Automation Systems/EMCS Heating, Ventilating & Air Conditioning Lighting Improvements Water & Sewer Systems | 2154657 | 4430661 | 2002-11-20 | 4548175 | 19003 | 11 | 209033
138 | EUA Cogenex Corporation | National Institute of Standards and Technology (NIST) | Gaithersburg | MD | Mid-Atlantic | Department of Commerce | Lighting Improvements Building Automation Systems/EMCS Electric Motors & Drives | 5085245 | 8689639 | 2002-11-26 | 8689649 | 74093 | 10 | 740930
100 | NORESCO, LLC | Albuquerque & El Paso Projects - Dallas/Ft.Worth Office | Albuquerque | NM | Central | General Services Administration | Lighting Improvements Building Automation Systems/EMCS Renewable Energy Systems Water & Sewer Systems | 2759107 | 5241469 | 2002-12-04 | 5241553 | 16405 | 17 | 278885
83 | Johnson Controls Government Systems, LLC | VA Medical Center (VISN 23): Phase I | Minneapolis Sioux Falls St. Cloud Fargo | MN SD MN ND | Midwest | Department of Veterans Affairs | Boiler Improvements Lighting Improvements Building Envelope Modifications Other Chilled/Hot/Steam Piping & Dist Systems Electric Motors & Drives Refrigeration Electrical or Cogeneration Systems | 6394622 | 10902219 | 2002-12-12 | 11616048 | 114389 | 14 | 1601446
167 | Trane, a Division of American Standard Companies, Inc. | Oceana Naval Air Station/Little Creek Naval Amphib. Base | Virginia Beach Norfolk | VA VA | Southeast | Navy | GHP Systems Building Automation Systems/EMCS Central Utilities Modifications Other | 8230000 | 16196888 | 2002-12-24 | 16440158 | 53892 | 13 | 700596
146 | Honeywell International, Inc. | Boggs Federal Building and Courthouse | Wilmington | DE | Mid-Atlantic | General Services Administration | Boiler Improvements Building Automation Systems/EMCS Heating, Ventilating & Air Conditioning Lighting Improvements Electric Motors & Drives Water & Sewer Systems | 2298356 | 2628878 | 2003-03-03 | 2628887 | 3170 | 10 | 31700
102 | Johnson Controls Government Systems, LLC | Houston Buildings - Dallas/Ft. Worth GSA Office | Houston | TX | Central | General Services Administration | Building Automation Systems/EMCS Heating, Ventilating & Air Conditioning Lighting Improvements Electric Distribution System Water & Sewer Systems | 1326428 | 1846346 | 2003-04-15 | 1886072 | 7121 | 11 | 78331
164 | Trane, a Division of American Standard Companies, Inc. | Yongsan Garrison, Korea | Korea | Korea | Southeast | Army | GHP Systems Building Automation Systems/EMCS | 2878227 | 5976745 | 2003-04-23 | 5991704 | 8553 | 19 | 162507
66 | AmerescoSolutions, Inc. | VA Medical Center (VISN 7) | Birmingham Columbia Augusta Dublin Decatur Montgomery Tuskegee Tuscaloosa (3) sites = (1) MA, (2) CT | AL SC GA GA GA AL AL AL CT | Southeast | Department of Veterans Affairs | Boiler Improvements Chiller Improvements Building Automation Systems/EMCS Heating, Ventilating & Air Conditioning Lighting Improvements Chilled/Hot/Steam Piping & Dist Systems Electric Motors & Drives Electric Distribution System Energy Cost Reduction thru Rate Adjustments | 17497689 | 22318932 | 2003-05-19 | 24165297 | 155606 | 9 | 1400454
130 | Consolidated Edison Solutions, Inc. | FAA New England Region | Bangor Beverly Groton Hartford Lawrence Lebanon Martha's Vineyard Nashua North Truro Norwood Portland St Albans Westfield Worcester Windsor Locks Danbury New Haven Nantucket Bucks Harbor Coventry Cummington Nashua | VT ME MA CT CT MA NH MA NH MA MA ME RI VT MA MA CT CT CT MA ME RI MA NH | Northeast | Federal Aviation Administration | Building Automation Systems/EMCS Lighting Improvements | 586863 | 1139259 | 2003-06-11 | 1194954 | 3359 | 11 | 36949
189 | NORESCO, LLC | National Institutes of Health | Bethesda Poolesville | MD MD | Mid-Atlantic | Department of Health and Human Services | Building Automation Systems/EMCS Chilled/Hot/Steam Piping & Dist Systems Lighting Improvements Water & Sewer Systems | 7969749 | 13340508 | 2003-06-25 | 13442199 | 104945 | 10 | 1049450
147 | Honeywell International, Inc. | Nix Courthouse and Customs House | Philadelphia | PA | Mid-Atlantic | General Services Administration | Building Automation Systems/EMCS Heating, Ventilating & Air Conditioning Lighting Improvements Electric Distribution System Water & Sewer Systems | 1814000 | 2946757 | 2003-06-26 | 2946773 | 18402 | 16 | 294432
181 | NORESCO, LLC | MCAS Camp Pendleton | Camp Pendleton | CA | Western | Marine Corps | Boiler Improvements Chiller Improvements Building Automation Systems/EMCS | 6572936 | 9338267 | 2003-07-30 | 9338307 | 21887 | 9 | 196983
34 | Johnson Controls Government Systems, LLC | VA Medical Center San Francisco (VISN 21, DO #2) | San Francisco | CA | Western | Department of Veterans Affairs | Heating, Ventilating & Air Conditioning Lighting Improvements Chilled/Hot/Steam Piping & Dist Systems Water & Sewer Systems Energy Cost Reduction thru Rate Adjustments | 3051553 | 6207914 | 2003-08-21 | 6524185 | 19694 | 14 | 275716
37 | Johnson Controls Government Systems, LLC | VA Medical Center - Fresno (VISN 21) | Fresno | CA | Western | Department of Veterans Affairs | Chiller Improvements Building Automation Systems/EMCS Lighting Improvements Electric Motors & Drives Electric Distribution System Energy Related Process Improvements | 3640807 | 5967991 | 2003-08-21 | 6506446 | 13245 | 12 | 158940
84 | Johnson Controls Government Systems, LLC | VA VAMC (2 sites)- Milwaukee & Iron Mtn., MI | Milwaukee Iron Mountain | WI MI | Midwest | Department of Veterans Affairs | Boiler Improvements Building Automation Systems/EMCS Heating, Ventilating & Air Conditioning Lighting Improvements Water & Sewer Systems | 2703357 | 4867924 | 2003-08-21 | 5175495 | 31244 | 11 | 343684
264 | Johnson Controls Government Systems, LLC | VA Medical Center (VISN 23) Phase II: | Sioux Falls Minneapolis | SD MN | Midwest | Department of Veterans Affairs | Building Automation Systems/EMCS Heating, Ventilating & Air Conditioning Chilled/Hot/Steam Piping & Dist Systems Electric Motors & Drives Electrical or Cogeneration Systems Water & Sewer Systems Energy Cost Reduction thru Rate Adjustments | 7739847 | 15294809 | 2003-08-21 | 15954605 | 52180 | 18 | 939240
187 | NORESCO, LLC | NAB Little Creek | Norfolk | VA | Mid-Atlantic | Navy | Boiler Improvements Chilled/Hot/Steam Piping & Dist Systems | 28636872 | 61703982 | 2003-08-25 | 61703994 | 63814 | 20 | 1276280
46 | Chevron Corporation, Chevron Energy Solutions Company, a Division of Chevron U.S.A. Inc | Albany Marine Corps Station | Albany | GA | Southeast | Marine Corps | Chilled/Hot/Steam Piping & Dist Systems Energy Related Process Improvements Lighting Improvements Heating, Ventilating & Air Conditioning | 13156982 | 31701548 | 2003-09-03 | 31701565 | 168811 | 19 | 3207409
113 | Honeywell International, Inc. | Bundle - LA, TX, NM, OK, KS | Multiple Sites | LA | Central | Job Corps Center | Lighting Improvements Building Automation Systems/EMCS Water & Sewer Systems | 2126151 | 3936500 | 2003-09-15 | 3936514 | 11030 | 14 | 154420
263 | Johnson Controls Government Systems, LLC | Fort Drum | Fort Drum | NY | Northeast | Army | Building Automation Systems/EMCS Lighting Improvements Building Envelope Modifications Electric Motors & Drives | 3170492 | 5019662 | 2003-09-22 | 5064853 | 30234 | 10 | 302340
136 | Select Energy Services, Inc. | Beltsville Agricultural Research Center (BARC) and the US National Arboretum | Beltsville | MD | Mid-Atlantic | U.S. Department of Agriculture | Boiler Improvements Chiller Improvements Building Automation Systems/EMCS Heating, Ventilating & Air Conditioning Building Envelope Modifications Chilled/Hot/Steam Piping & Dist Systems Electric Motors & Drives Refrigeration Electrical or Cogeneration Systems | 7226788 | 16877475 | 2003-09-24 | 17530204 | 48685 | 17 | 827645
253 | EUA Cogenex Corporation | GSA Michigan | Battle Creek Detroit Detroit | MI MI MI | Midwest | General Services Administration | Chiller Improvements Chilled/Hot/Steam Piping & Dist Systems Electric Motors & Drives | 1753269 | 3791764 | 2003-09-25 | 3791780 | 19111 | 16 | 305776
273 | NORESCO, LLC | U.S. Merchant Marine Academy, D.O.#2 | Kings Point | NY | Northeast | Department of Transportation | Building Automation Systems/EMCS Chilled/Hot/Steam Piping & Dist Systems | 5757126 | 26025930 | 2003-09-25 | 26578238 | 30686 | 18 | 552348
61 | Northwest Energy Services, Inc. | EC Clements/ CD Perkins/ Muhlenberg/ Turner/ Bamberg/ Gainesville | Morganfield Prestonsburg Greeneville Albany Bamberg Gainesville Chicopee Cassadaga Edison | KY KY KY GA SC FL MA NY NJ | Northeast | Job Corps Center | Lighting Improvements Water & Sewer Systems | 2126151 | 3936500 | 2003-09-27 | 3936514 | 11030 | 14 | 154420
23 | NORESCO, LLC | Victorville | Victorville | CA | Western | Bureau of Prisons | Heating, Ventilating & Air Conditioning Renewable Energy Systems | 5460427 | 12762831 | 2003-09-29 | 12775680 | 21967 | 20 | 439340
88 | Johnson Controls Government Systems, LLC | Ft. Hood | Killeen | TX | Central | Army | Building Automation Systems/EMCS Heating, Ventilating & Air Conditioning Lighting Improvements | 3847202 | 11358549 | 2003-09-29 | 11834717 | 29090 | 21 | 610890
143 | NORESCO, LLC | General Services Administration | Washington | DC | Mid-Atlantic | General Services Administration | Lighting Improvements Chiller Improvements | 16912717 | 35664002 | 2003-09-29 | 35686124 | 62957 | 19 | 1196183
260 | Consolidated Edison Solutions, Inc. | USCG-ISC/Boston (FE03 2607 USCG) | Boston | MA | Northeast | U.S. Coast Guard | Chiller Improvements Building Automation Systems/EMCS Lighting Improvements Chilled/Hot/Steam Piping & Dist Systems Energy Related Process Improvements | 595368 | 737575 | 2003-09-29 | 738974 | 1642 | 12 | 19704
290 | Trane, a Division of American Standard Companies, Inc. | MCAS Beaufort, DO #2 (Phase 1), DO #1 (Phase 2) | Beaufort | SC | Southeast | Marine Corps | GHP Systems Building Automation Systems/EMCS Lighting Improvements Building Envelope Modifications Electric Motors & Drives Appliance Plug Load Reductions Central Utilities Modifications Other | 21713802 | 32156276 | 2003-09-29 | 34451386 | 73705 | 16 | 1179280
36 | Sempra Energy Services Company | VA Medical Center (VISN 22)[San Diego] | San Diego | CA | Western | Department of Veterans Affairs | Building Automation Systems/EMCS Lighting Improvements | 10811159 | 17939654 | 2003-09-30 | 17939664 | 103747 | 10 | 1037470
78 | Johnson Controls Government Systems, LLC | GSA Bannister, Kansas City | Kansas City | MO | Midwest | General Services Administration | Chiller Improvements Building Automation Systems/EMCS Lighting Improvements Chilled/Hot/Steam Piping & Dist Systems | 2088254 | 3920155 | 2003-09-30 | 3965896 | 26848 | 15 | 402720
262 | Sempra Energy Services Company | Hill AFB DO #1 | Hill AFB | UT | Central | Air Force | Lighting Improvements Other | 2426150 | 5665597 | 2003-09-30 | 5665617 | 149409 | 20 | 2988180
272 | Ameresco Federal Solutions | Hill AFB BAMF Phase I | Hill AFB | UT | Central | Air Force | Chilled/Hot/Steam Piping & Dist Systems Lighting Improvements Heating, Ventilating & Air Conditioning Electric Motors & Drives | 4851805 | 16969609 | 2003-09-30 | 16989609 | 50377 | 20 | 1007540
279 | Select Energy Services, Inc. | GSA - Suitland, MD | Suitland Suitland | MD MD | Mid-Atlantic | General Services Administration | Boiler Improvements Building Automation Systems/EMCS Lighting Improvements | 7605070 | 19024260 | 2003-09-30 | 19577051 | 402255 | 15 | 6033825
283 | NORESCO, LLC | NAVSTA San Diego CA Bldg 85 | San Diego | CA | Western | Navy | Electrical or Cogeneration Systems | 9580241 | 16727043 | 2003-09-30 | 16731513 | 417846 | 8 | 3342768
291 | AmerescoSolutions, Inc. | Fort Monmouth, NJ | Fort Monmouth | NJ | Mid-Atlantic | Army | GHP Systems Building Automation Systems/EMCS Lighting Improvements | 21013363 | 52952354 | 2003-09-30 | 53380379 | 61269 | 22 | 1347918
Total for FY 2003 | [7 empty] | 260867190 | 531558407 |  | 541848764 | 2543263 |  | 35515859
FY 2004
329 Mod to project #: 129 Mod project awarded: 10/17/2002 | Consolidated Edison Solutions, Inc. | JFK / FDR Libraries MOD 1 | Boston | MA | Northeast | Nat'l Archives and Records Administration | Chiller Improvements Building Automation Systems/EMCS Heating, Ventilating & Air Conditioning Lighting Improvements | 7680192 | 18960396 | 2003-10-31 | 19327442 | 26320 | 21 | 552720
71 | Johnson Controls Government Systems, LLC | Argonne National Lab, Illinois | Argonne | IL | Midwest | Department of Energy | Building Automation Systems/EMCS Heating, Ventilating & Air Conditioning Lighting Improvements | 2338963 | 4984463 | 2003-12-19 | 4988833 | 43182 | 17 | 734094
331 Mod to project #: 260 Mod project awarded: 09/29/2003 | Consolidated Edison Solutions, Inc. | USCG-ISC/Boston (FE03 2607 USCG) MOD 1 | Boston | MA | Northeast | U.S. Coast Guard | Chiller Improvements Building Automation Systems/EMCS Lighting Improvements Chilled/Hot/Steam Piping & Dist Systems Energy Related Process Improvements | 4556261 | 7713723 | 2004-06-15 | 8071066 | 23182 | 14 | 324548
330 Mod to project #: 273 Mod project awarded: 09/25/2003 | NORESCO, LLC | U.S. Merchant Marine Academy, D.O.#2 MOD 1 | Kings Point | NY | Northeast | Department of Transportation | Building Automation Systems/EMCS Heating, Ventilating & Air Conditioning Other | 196982 | -217485 | 2004-06-21 | 406577 | 31886 | 18 | 573948
314 Mod to project #: 253 Mod project awarded: 09/25/2003 | EUA Cogenex Corporation | GSA Michigan - Modification, Phase II | Detroit Battle Creek Detroit Grand Rapids Lansing Ann Arbor Flint Port Huron | MI MI MI MI MI MI MI MI | Midwest | General Services Administration | Chiller Improvements Electric Motors & Drives Lighting Improvements Building Envelope Modifications Chilled/Hot/Steam Piping & Dist Systems Boiler Improvements Building Automation Systems/EMCS Heating, Ventilating & Air Conditioning Water & Sewer Systems | 2238555 | 8755720 | 2004-07-24 | 8755754 | 41343 | 17 | 702831
336 Mod to project #: 143 Mod project awarded: 09/29/2003 | NORESCO, LLC | GSA MOD 1 | Washington | DC | Mid-Atlantic | General Services Administration | Lighting Improvements Chiller Improvements | 11355317 | 23741350 | 2004-08-24 | 24942953 | 144923 | 18 | 2608614
Total for FY 2004 | [7 empty] | 28366270 | 63938167 |  | 66492625 | 310836 |  | 5496755
FY 2005
268 | Johnson Controls Government Systems, LLC | Fort Irwin Army Installation | Fort Irwin | CA | Western | Army | Boiler Improvements Chiller Improvements Building Automation Systems/EMCS Lighting Improvements Water & Sewer Systems | 9413520 | 27228472 | 2005-04-29 | 27303273 | 13610 | 22 | 299420
371 | Sempra Energy Services Company | FDA White Oak DO2 | White Oak | MD | Mid-Atlantic | General Services Administration | Electrical or Cogeneration Systems Lighting Improvements Electric Motors & Drives Building Automation Systems/EMCS | 17797294 | 73584276 | 2005-05-04 | 73584299 | 1048323 | 23 | 24111429
177 | Sempra Energy Services Company | SSA Hagel Building | Richmond | CA | Western | General Services Administration | Electrical or Cogeneration Systems Lighting Improvements Electric Motors & Drives Building Automation Systems/EMCS | 2146781 | 3549011 | 2005-05-15 | 3549024 | 6973 | 13 | 90649
390 Mod to project #: 260 Mod project awarded: 09/29/2003 | Consolidated Edison Solutions, Inc. | USCG ISC/Boston Mod 2 | Boston | MA | Northeast | U.S. Coast Guard | Chiller Improvements Building Automation Systems/EMCS Lighting Improvements Chilled/Hot/Steam Piping & Dist Systems Energy Related Process Improvements | 4556261 | 7713723 | 2005-06-06 | 8071065 | 23182 | 14 | 324548
342 Mod to project #: 262 Mod project awarded: 09/30/2003 | Sempra Energy Services Company | Hill AFB DO #2 | Hill AFB | UT | Central | Air Force | Heating, Ventilating & Air Conditioning Water & Sewer Systems | 3670524 | 8160227 | 2005-07-20 | 8160247 | 33902 | 20 | 678040
274 | Johnson Controls Government Systems, LLC | Gerald Ford Presidential Library | Austin Ann Arbor | TX MI | Midwest | Nat'l Archives and Records Administration | Boiler Improvements Chilled/Hot/Steam Piping & Dist Systems Building Automation Systems/EMCS Electric Motors & Drives Lighting Improvements | 1203406 | 2489567 | 2005-08-30 | 2494540 | 8539 | 18 | 153702
313 | Johnson Controls Government Systems, LLC | Lyndon B. Johnson Presidential Library and Museum | Austin | TX | Central | Nat'l Archives and Records Administration | Boiler Improvements Chilled/Hot/Steam Piping & Dist Systems Building Automation Systems/EMCS Electric Motors & Drives Lighting Improvements | 3071422 | 6401742 | 2005-08-30 | 6414530 | 21958 | 18 | 395244
298 | Trane, a Division of American Standard Companies, Inc. | Charleston Air Force Base | Charleston AFB | SC | Southeast | Air Force | GHP Systems Other Building Automation Systems/EMCS Lighting Improvements Electric Motors & Drives Central Utilities Modifications | 23923660 | 50073636 | 2005-09-28 | 50075565 | 193734 | 19 | 3680946
375 | Honeywell International, Inc. | Luke AFB | Luke AFB | AZ | Western | Air Force | Building Automation Systems/EMCS Lighting Improvements Renewable Energy Systems Water & Sewer Systems | 9608229 | 21812441 | 2005-09-28 | 21812463 | 47897 | 22 | 1053734
Total for FY 2005 | [7 empty] | 75391097 | 201013095 |  | 201465006 | 1398118 |  | 30787712
FY 2006
287 | Johnson Controls Government Systems, LLC | Keesler Air Force Base, Biloxi MS | Keesler AFB | MS | Southeast | Air Force | Boiler Improvements Chiller Improvements Building Automation Systems/EMCS Heating, Ventilating & Air Conditioning Lighting Improvements Electric Motors & Drives Water & Sewer Systems | 12404017 | 27422950 | 2005-11-30 | 28754278 | 161031 | 19 | 3059589
383 | NORESCO, LLC | National Institutes of Health DO2 | Bethesda | MD | Mid-Atlantic | Department of Health and Human Services | Chilled/Hot/Steam Piping & Dist Systems Electric Motors & Drives Refrigeration Electric Distribution System | 3549777 | 5698224 | 2005-12-22 | 5972979 | 24058 | 10 | 240580
92 | NORESCO, LLC | Pantex Plant #2 | Panhandle | TX | Central | Department of Energy | Lighting Improvements Building Automation Systems/EMCS Chilled/Hot/Steam Piping & Dist Systems Heating, Ventilating & Air Conditioning | 19485333 | 55217112 | 2005-12-23 | 55225209 | 223900 | 19 | 4254100
286 | Johnson Controls Government Systems, LLC | Columbus Air Force Base, MS | Columbus AFB | MS | Southeast | Air Force | Building Automation Systems/EMCS Heating, Ventilating & Air Conditioning Lighting Improvements Electric Motors & Drives Water & Sewer Systems Energy Cost Reduction thru Rate Adjustments | 2108767 | 4532862 | 2006-01-30 | 4610944 | 15994 | 18 | 287892
368 | AmerescoSolutions, Inc. | Hill AFB BAMF Phase II | Hill AFB | UT | Central | Air Force | Chiller Improvements Building Automation Systems/EMCS | 3240937 | 5211344 | 2006-02-16 | 5653639 | 13236 | 13 | 172068
352 | Johnson Controls Government Systems, LLC | Fort Stewart | Fort Stewart | GA | Southeast | Army | Water & Sewer Systems Building Automation Systems/EMCS Lighting Improvements | 6364427 | 15114823 | 2006-02-27 | 15868721 | 53073 | 16 | 849168
327 | Johnson Controls Government Systems, LLC | CA National Guard JFTB Los Alamitos | Los Alamitos Camp Roberts | CA CA | Western | CA National Guard | Building Automation Systems/EMCS Heating, Ventilating & Air Conditioning Lighting Improvements Electrical or Cogeneration Systems Water & Sewer Systems | 8221945 | 27328926 | 2006-04-10 | 27377585 | 31871 | 24 | 764904
361 | NORESCO, LLC | MCAS Miramar | Miramar | CA | Western | Marine Corps | Heating, Ventilating & Air Conditioning Lighting Improvements Building Envelope Modifications | 1610971 | 2571449 | 2006-04-11 | 2572984 | 4527 | 12 | 54324
351 | Johnson Controls Government Systems, LLC | Ft. Hood, TX Phase II | Killeen | TX | Central | Army | Building Automation Systems/EMCS Lighting Improvements | 11593095 | 38533197 | 2006-05-23 | 38794948 | 57481 | 22 | 1264582
276 | Constellation Energy Projects and Services Group, Inc. | SSA Harold Washington Social Security Center-Chicago | Chicago | IL | Midwest | Social Security Administration | Chiller Improvements Building Automation Systems/EMCS Lighting Improvements Other | 1959642 | 3299896 | 2006-06-06 | 3299906 | 13671 | 10 | 136710
374 | Select Energy Services, Inc. | Archives II | College Park | MD | Mid-Atlantic | Nat'l Archives and Records Administration | Chiller Improvements Building Automation Systems/EMCS Heating, Ventilating & Air Conditioning Lighting Improvements | 5179932 | 7366888 | 2006-06-12 | 7823531 | 58924 | 8 | 471392
386 | Select Energy Services, Inc. | Marine Base Quantico DO2 | Quantico | VA | Mid-Atlantic | Marine Corps | Heating, Ventilating & Air Conditioning Lighting Improvements | 4217216 | 7388272 | 2006-06-12 | 7982573 | 30474 | 14 | 426636
453 Mod to project #: 375 Mod project awarded: 09/28/2005 | Honeywell International, Inc. | Luke AFB MOD 1 | Luke AFB | AZ | Western | Air Force | Renewable Energy Systems Chiller Improvements Building Automation Systems/EMCS Electric Motors & Drives Heating, Ventilating & Air Conditioning | 4232665 | 8618022 | 2006-06-19 | 8618047 | 26560 | 24 | 637440
400 | Johnson Controls Government Systems, LLC | BLM NIFC and Boise District -Phase 1 Pilot | Boise Boise Boise | ID ID ID | Western | Bureau of Land Management | Lighting Improvements Boiler Improvements Building Automation Systems/EMCS | 1552087 | 3414918 | 2006-06-29 | 3570576 | 10241 | 22 | 225302
363 | Johnson Controls Government Systems, LLC | Whiteman AFB | Whiteman AFB | MO | Midwest | Air Force | Building Automation Systems/EMCS Heating, Ventilating & Air Conditioning Lighting Improvements Building Envelope Modifications Water & Sewer Systems Proposal Development Energy Surveys | 5500000 | 11137990 | 2006-07-21 | 11522257 | 68772 | 16 | 1100352
359 | NORESCO, LLC | COMNAVBASE Pearl Harbor | Pearl Harbor | HI | Western | Navy | Building Automation Systems/EMCS Lighting Improvements Chiller Improvements | 1905839 | 3552413 | 2006-08-31 | 3635343 | 5666 | 13 | 73658
384 | NORESCO, LLC | FBI Academy | Quantico | VA | Mid-Atlantic | Department of Justice | Chiller Improvements Building Automation Systems/EMCS Heating, Ventilating & Air Conditioning Lighting Improvements Chilled/Hot/Steam Piping & Dist Systems Water & Sewer Systems Proposal Development Energy Surveys | 20982747 | 38187061 | 2006-09-15 | 38300894 | 80412 | 19 | 1527828
463 | Honeywell Building Solutions SES | White Oak DO#3 | White Oak | MD | Mid-Atlantic | General Services Administration | Electrical or Cogeneration Systems Chiller Improvements Other | 28607069 | 104974996 | 2006-09-15 | 104975018 | 203979 | 23 | 4691517
72 | Johnson Controls Government Systems, LLC | Argonne National Lab - Phase II | Argonne | IL | Midwest | Department of Energy | Boiler Improvements Chiller Improvements Building Automation Systems/EMCS Heating, Ventilating & Air Conditioning Lighting Improvements Building Envelope Modifications Chilled/Hot/Steam Piping & Dist Systems Electric Motors & Drives | 8941365 | 13842370 | 2006-09-27 | 14241610 | 59232 | 11 | 651552
362 | Johnson Controls Government Systems, LLC | GSA Kansas City | Kansas City Kansas City Kansas City | MO KS MO | Midwest | General Services Administration | Chiller Improvements Building Automation Systems/EMCS Lighting Improvements Electric Motors & Drives | 2290110 | 2800287 | 2006-09-28 | 2806434 | 10579 | 8 | 84632
377 | Honeywell International | Tyndall Air Force Base | Tyndall AFB | FL | Southeast | Air Force | Boiler Improvements Chiller Improvements Building Automation Systems/EMCS Heating, Ventilating & Air Conditioning Lighting Improvements Electric Motors & Drives Renewable Energy Systems Water & Sewer Systems Energy Cost Reduction thru Rate Adjustments | 4899579 | 9545659 | 2006-09-29 | 9545681 | 21287 | 22 | 468314
388 | Select Energy Services, Inc. | Norfolk Naval Shipyard | Norfolk Norfolk | VA VA | Mid-Atlantic | Navy | Building Automation Systems/EMCS Heating, Ventilating & Air Conditioning Lighting Improvements Water & Sewer Systems | 5113034 | 9027172 | 2006-09-29 | 9039343 | 58429 | 12 | 701148
Total for FY 2006 | [7 empty] | 163960554 | 404786831 |  | 410192500 | 1233397 |  | 22143688
FY 2007
461 | Honeywell Building Solutions SES | Hill AFB #3 | Hill AFB | UT | Central | Air Force | Lighting Improvements Heating, Ventilating & Air Conditioning | 4564542 | 8894004 | 2006-10-25 | 8894019 | 49863 | 15 | 747945
65 | Chevron Corporation, Chevron Energy Solutions Company, a Division of Chevron U.S.A. Inc | USCG Support Center #2 (Elizabeth City) | Elizabeth City | NC | Southeast | U.S. Coast Guard | Lighting Improvements Building Automation Systems/EMCS Electrical or Cogeneration Systems | 1036356 | 1553754 | 2006-11-09 | 1553767 | 6797 | 13 | 88361
297 | Honeywell International | USCG's California Aggregate Regional Project | Alameda Kaneohe Warrenton Barbers Poit Port Angeles San Diego San Francisco Yerba Buena Island Sitka | CA HI OR HI WA CA CA CA AK | Western | U.S. Coast Guard | Boiler Improvements Building Automation Systems/EMCS Heating, Ventilating & Air Conditioning Lighting Improvements Chilled/Hot/Steam Piping & Dist Systems Electric Motors & Drives Water & Sewer Systems Proposal Development Energy Surveys Renewable Energy Systems Building Automation Systems/EMCS Heating, Ventilating & Air Conditioning Renewable Energy Systems | 10044231 | 15146437 | 2006-11-30 | 15146448 | 125175 | 11 | 1376925
356 | Trane, a Division of American Standard Companies, Inc. | Naval Air Station - Dam Neck Annex | Norfolk | VA | Mid-Atlantic | Navy | GHP Systems Building Automation Systems/EMCS Lighting Improvements Building Envelope Modifications Other | 32554853 | 68273008 | 2006-12-11 | 69808358 | 88738 | 17 | 1508546
394 | Honeywell | Pentagon Facilities | Arlington | VA | Mid-Atlantic | Department of Defense | Boiler Improvements Steam piping & distribution system | 3013135 | 4685589 | 2007-01-19 | 4704173 | 59368 | 17 | 1009256
216 | NORESCO, LLC | ISC Kodiak DO#3 | Kodiak | AK | Western | U.S. Coast Guard | Boiler Improvements Building Automation Systems/EMCS Lighting Improvements Renewable Energy Systems Heating, Ventilating & Air Conditioning Water & Sewer Systems | 20288331 | 33269984 | 2007-01-28 | 33269999 | 89160 | 13 | 1159080
495 Mod to project #: 272 Mod project awarded: 09/30/2003 | Ameresco Federal Solutions | Hill AFB BAMF phase I Modification | Hill AFB | UT | Central | Air Force | Electrical or Cogeneration Systems Renewable Energy Systems | 6665175 | 24100875 | 2007-04-10 | 24865229 | 51085 | 20 | 1021700
397 | Honeywell International | Fort Jackson #3 | Columbia | SC | Southeast | Army | Building Automation Systems/EMCS Lighting Improvements Building Envelope Modifications Renewable Energy Systems Water & Sewer Systems Energy Cost Reduction thru Rate Adjustments Other | 6592684 | 53663726 | 2007-06-29 | 53663747 | 139882 | 20 | 2797640
462 | Johnson Controls Government Systems, LLC | BLM Multi-State West DO#2 | Boise Boise Boise Reno Miles City Elko | ID ID ID NV MT NV | Western | Bureau of Land Management | Boiler Improvements Building Automation Systems/EMCS Lighting Improvements Heating, Ventilating & Air Conditioning | 3657852 | 7263042 | 2007-06-29 | 7268720 | 15411 | 20 | 308220
398 | Ameresco Federal Solutions | NREL Biomass ESPC | Golden | CO | Central | Department of Energy | Renewable Energy Systems | 3307200 | 12602475 | 2007-07-05 | 12673506 | 41272 | 24 | 990528
369 | Johnson Controls Government Systems, LLC | MacDill Air Force Base | MacDill AFB | FL | Southeast | Air Force | Chiller Improvements Building Automation Systems/EMCS Heating, Ventilating & Air Conditioning Lighting Improvements Water & Sewer Systems Other | 11863538 | 24524306 | 2007-07-13 | 25673537 | 59486 | 20 | 1189720
459 | Johnson Controls Government Systems, LLC | Santa Ana and Long Beach California Federal Buildings | Santa Anna Long Beach | CA CA | Western | General Services Administration | Chiller Improvements Building Automation Systems/EMCS Lighting Improvements Electrical or Cogeneration Systems Renewable Energy Systems Water & Sewer Systems | 3827467 | 7952918 | 2007-07-26 | 8113645 | 8797 | 17 | 149549
501 | NORESCO, LLC | Smithsonian | WDC | WDC | Mid-Atlantic | Smithsonian Institution | Chiller Improvements Heating, Ventilating & Air ConditioningChilled/Hot/Steam Piping & Dist Systems Lighting Improvements Water & Sewer Systems | 19908524 | 42888878 | 2007-07-31 | 44104541 | 42121 | 20 | 842420
385 | NORESCO, LLC | NAB Little Creek DO2 | Norfolk | VA | Mid-Atlantic | Navy | Boiler Improvements Building Automation Systems/EMCS Heating, Ventilating & Air Conditioning Lighting Improvements Renewable Energy Systems Water & Sewer Systems Proposal Development Energy Surveys Other | 14160840 | 39806358 | 2007-09-17 | 39894203 | 104801 | 18 | 1886418
496 | Ameresco Federal Solutions | Hill AFB BAMF Phase IV (Third Awarded) | Hill AFB | UT | Western | Air Force | Chilled/Hot/Steam Piping & Dist Systems Renewable Energy Systems Lighting Improvements | 7693007 | 21975052 | 2007-09-28 | 22069502 | 75347 | 15 | 1130205
Total for FY 2007 | [7 empty] | 149177735 | 366600406 |  | 371703394 | 957303 |  | 16206513
FY 2008
278 | Ameresco Federal Solutions | Baltimore Yard BAMF Project | Baltimore/Curtis Bay | MD | Mid-Atlantic | U.S. Coast Guard | Renewable Energy Systems | 13721536 | 41214612 | 2007-10-31 | 46596438 | 129990 | 16 | 2079840
471 | Johnson Controls Government Systems, LLC | Arizona Multiple Prisons | Phoenix Tucson Tucson Safford | AZ AZ AZ AZ | Western | Bureau of Prisons | Chiller Improvements Building Automation Systems/EMCS Lighting Improvements Water & Sewer Systems Heating, Ventilating & Air Conditioning (Safford) Chilled/Hot/Steam Piping & Dist Systems (Safford) | 6963417 | 16662766 | 2008-02-12 | 17005418 | 21565 | 20 | 431300
458 | NORESCO, LLC | NIH #3 | Bethesda | MD | Mid-Atlantic | Department of Health and Human Services | Chilled/Hot/Steam Piping & Dist Systems Lighting Improvements Renewable Energy Systems Building Automation Systems/EMCS Water and Sewer Conservation Systems Heating, Ventilating & Air Conditioning | 11701483 | 21087134 | 2008-02-28 | 21838181 | 80341 | 11 | 883751
360 | NORESCO, LLC | MCB Hawaii (Kaneoho Bay), DO1 | Kaneohe Bay | HI | Western | Marine Corps | Lighting Improvements Proposal Development Energy Surveys Water & Sewer Systems Building Automation Systems/EMCS Heating, Ventilating & Air Conditioning | 12846880 | 28107687 | 2008-03-04 | 28129294 | 22729 | 21 | 477309
483 | Johnson Controls Government Systems, LLC | Fort Stewart #3 | Fort Stewart | GA | Southeast | Army | Lighting Improvements Water & Sewer Systems Building Automation Systems/EMCS Heating, Ventilating & Air Conditioning | 17524678 | 43203559 | 2008-04-21 | 43239786 | 91003 | 18 | 1638054
514 | Honeywell International | Tinker Air Force Base | Midwest City | OK | Central | Air Force | Lighting Improvements Water & Sewer Systems Building Automation Systems/EMCS Heating, Ventilating & Air Conditioning | 9128208 | 21247623 | 2008-05-15 | 21247646 | 33197 | 23 | 763531
507 | Energy Systems Group, LLC | Forest Service Region 2 Phase 1 | Jackson | WY | Western | U.S. Department of Agriculture | Lighting Improvements Water & Sewer Systems Other Renewable Energy Systems | 1438102 | 1937395 | 2008-05-17 | 2577849 | 115 | 15 | 1725
473 | Constellation Energy Projects and Services Group, Inc. | NSA Philadelphia | Philadelphia | PA | Mid-Atlantic | Navy | Proposal Development Energy Surveys Boiler Improvements Chilled/Hot/Steam Piping & Dist Systems Heating, Ventilating & Air Conditioning | 2990743 | 5810391 | 2008-06-13 | 5810409 | 12495 | 18 | 224910
454 | Honeywell International | Fort Dix | Fort Dix | NJ | Mid-Atlantic | Army | Boiler Improvements Lighting Improvements Building Automation Systems/EMCS Heating, Ventilating & Air Conditioning Renewable Energy Systems Water & Sewer Systems | 17568974 | 65535317 | 2008-07-09 | 65535338 | 206913 | 20 | 4138260
429 | Honeywell Building Solutions SES | Naval Station Newport | Newport | RI | Northeast | Navy | Chiller Improvements Lighting Improvements Chilled/Hot/Steam Piping & Dist Systems Electric Motors & Drives Building Automation Systems/EMCS Boiler Improvements | 8943477 | 18003505 | 2008-07-10 | 18003521 | 33475 | 16 | 535600
180 | NORESCO, LLC | S1-Idaho National Laboratory* (phase 1) | Idaho Falls Scoville | ID ID | Western | DOE-Nuclear Energy | Boiler Improvements Building Automation Systems/EMCS Lighting Improvements Proposal Development Energy Surveys | 33580692 | 74993924 | 2008-07-23 | 74993940 | 53395 | 16 | 854320
320 | Johnson Controls Government Systems, LLC | S1-Lawrence Livermore* (phase 1) | Livermore | CA | Western | DOE-National Nuclear Security Administration | Building Automation Systems/EMCS Other | 11140075 | 26144678 | 2008-07-25 | 26144697 | 97650 | 19 | 1855350
318 | Johnson Controls Government Systems, LLC | Lackland AFB - JCI | San Antonio | TX | Central | Air Force | Chiller Improvements Building Automation Systems/EMCS Heating, Ventilating & Air Conditioning Lighting Improvements Renewable Energy Systems Water & Sewer Systems | 5877660 | 15215105 | 2008-07-30 | 15847517 | 47025 | 17 | 799425
448 | Johnson Controls Government Systems, LLC | S1-Oak Ridge National Laboratory | Oak Ridge | TN | Southeast | DOE-Science | Boiler Improvements Building Automation Systems/EMCS Heating, Ventilating & Air Conditioning Lighting Improvements Electric Distribution System Water & Sewer Systems | 94033022 | 250082267 | 2008-07-30 | 263213883 | 768061 | 21 | 16129281
460 | Constellation Energy Projects and Services Group, Inc. | S1-NETL Pittsburgh/Morgantown/Albany | Morgantown Albany Pittsburgh | WV OR PA | Mid-Atlantic | DOE-Fossil Energy | Renewable Energy Systems Water & Sewer Systems Lighting Improvements Building Automation Systems/EMCS Heating, Ventilating & Air Conditioning Other | 6370493 | 12558891 | 2008-07-31 | 12558905 | 23862 | 14 | 334068
579 | Trane, a Division of American Standard Companies, Inc. | US Geological Survey,Great Lakes Science Center, Ann Arbor, MI | Ann Arbor | MI | Midwest | Department of Interior | GHP Systems Building Automation Systems/EMCS Lighting Improvements Other (C.2.9 Process Condenser Water) Survey, Feasibility Study and Design (DES Cost) Other (DJE) Other (Trane Equipment) | 1467819 | 3033958 | 2008-09-23 | 3077730 | 4843 | 21 | 101703
465 | NORESCO, LLC | FCI Big Spring Texas DO#1 | Big Spring | TX | Central | Bureau of Prisons | Building Automation Systems/EMCS Heating, Ventilating & Air Conditioning Renewable Energy Systems Lighting Improvements Water & Sewer Systems Electric Distribution System Chilled/Hot/Steam Piping & Dist Systems | 4430528 | 11368922 | 2008-09-26 | 11520364 | 19246 | 20 | 384920
502 | Constellation Energy Projects and Services Group, Inc. | FCC Petersburg | Petersburg | VA | Mid-Atlantic | Bureau of Prisons | Renewable Energy Systems Proposal Development Energy Surveys Energy Related Process Improvements Chilled/Hot/Steam Piping & Dist Systems Building Automation Systems/EMCS C Chiller Improvements Lighting Improvements Water & Sewer Systems Renewable Energy Systems | 10597656 | 28750296 | 2008-09-26 | 28750312 | 97022 | 16 | 1552352
582 | Johnson Controls Government Systems, LLC | Prince Jonah Kuhio Kalanianaole Federal Building DO#1, Hawaii | Honolulu | HI | Western | General Services Administration | Building Automation Systems/EMCS Lighting Improvements Renewable Energy Systems Building Envelope Modifications Proposal Development Energy Surveys | 8654477 | 12177091 | 2008-09-26 | 12716248 | 8431 | 9 | 75879
354 | Trane, a Division of American Standard Companies, Inc. | Sierra Army Depot | Herlong | CA | Western | Army | Building Automation Systems/EMCS Lighting Improvements Electric Motors & Drives GHP Systems | 7484402 | 16465477 | 2008-09-30 | 17170821 | 23744 | 20 | 474880
631 | NORESCO, LLC | NAS Key West | Key West | FL | Southeast | Navy | Lighting Improvements Chiller Improvements Building Automation Systems/EMCS (DDC system expansion) Building Automation Systems/EMCS (room occupancy controls) | 7005347 | 20530089 | 2008-09-30 | 20675265 | 30086 | 15 | 451290
Total for FY 2008 | [7 empty] | 293469669 | 734130687 |  | 756653562 | 1805188 |  | 34187748
FY 2009
407 | Johnson Controls Government Systems, LLC | S1-Hanford 1 - Richland Ops | Richland | WA | Western | DOE-Environmental Management | Heating, Ventilating & Air Conditioning Chiller Improvements Building Automation Systems/EMCS Boiler Improvements | 10704316 | 19933939 | 2008-10-10 | 19940517 | 19845 | 23 | 456435
526 | Johnson Controls Government Systems, LLC | S1-Nevada Test Site (comprehensive ESPC) | Mercury | NV | Western | DOE-National Nuclear Security Administration | Building Automation Systems/EMCS Lighting Improvements Renewable Energy Systems | 5735445 | 15857319 | 2008-12-18 | 15909607 | 18717 | 23 | 430491
515 | Johnson Controls Government Systems, LLC | S1-Argonne | Idaho Falls | ID | Midwest | DOE-Science | Proposal Development Energy Surveys Chiller Improvements Heating, Ventilating & Air Conditioning Lighting Improvements | 3987983 | 6419749 | 2009-01-16 | 6923729 | 33296 | 13 | 432848
639 Mod to project #: 297 Mod project awarded: 11/30/2006 | Honeywell International | USCG's California Aggregate Regional Project MOD 1 | Warrenton Yerba Buena Island Alameda San Diego San Francisco Barbers Poit Kaneohe Sitka Port Angeles | OR CA CA CA CA HI HI AK WA | Western | U.S. Coast Guard | Building Automation Systems/EMCS Boiler Improvements Chiller Improvements Building Automation Systems/EMCS Heating, Ventilating & Air Conditioning Lighting Improvements Electric Motors & Drives Refrigeration Renewable Energy Systems Water & Sewer Systems Renewable Energy Systems | 12091325 | 21452089 | 2009-01-30 | 21452104 | 28158 | 15 | 422370
599 | Johnson Controls Government Systems, LLC | Florida Integrated Science Center, Gainesville, Florida | Gainesville | FL | Southeast | U.S. Geological Survey | Heating, Ventilating & Air Conditioning Lighting Improvements Building Envelope Modifications Renewable Energy Systems Other | 1052874 | 2153205 | 2009-03-06 | 2231243 | 2359 | 18 | 42462
567 | Honeywell International | USFS Region 3, Southwestern Region | Springerville Carson City Albuquerque Silver City Alamogordo Williams Santa Fe Prescott Phoenix | AZ NV NM NM NM AZ NM AZ AZ | Central | Forest Service | Building Automation Systems/EMCS Lighting Improvements Renewable Energy Systems (2) Water & Sewer Systems Other Renewable Energy Systems (1) Renewable Energy Systems (3) | 1592127 | 1819491 | 2009-03-12 | 1819499 | 5964 | 8 | 47712
544 | Johnson Controls Government Systems, LLC | FCI Englewood DO#1 | Lakewood Englewood | CO CO | Central | Bureau of Prisons | Renewable Energy Systems Building Automation Systems/EMCS Lighting Improvements Water & Sewer Systems Proposal Development Energy Surveys | 6251765 | 18389983 | 2009-03-25 | 18390008 | 18051 | 24 | 433224
482 | NORESCO, LLC | Victorville DO #2 | Victorville | CA | Western | Bureau of Prisons | Chiller Improvements Water & Sewer Systems Lighting Improvements Building Automation Systems/EMCS Heating, Ventilating & Air Conditioning | 6279280 | 11592328 | 2009-03-26 | 11630067 | 22835 | 13 | 296855
641 Mod to project #: 458 Mod project awarded: 02/28/2008 | NORESCO, LLC | NIH #3 MOD 1 | Bethesda | MD | Mid-Atlantic | Department of Health and Human Services | Building Automation Systems/EMCS Lighting Improvements Chilled/Hot/Steam Piping & Dist Systems Building Automation Systems/EMCS Lighting Improvements Water & Sewer Systems Building Automation Systems/EMCS | 11701483 | 21087134 | 2009-03-31 | 21838181 | 80341 | 11 | 883751
10 | Johnson Controls Government Systems, LLC | Navy Region Marianas (Guam) |  | GU | Western | Navy | Lighting Improvements Proposal Development Energy Surveys Renewable Energy Systems Building Automation Systems/EMCS | 13788333 | 34134694 | 2009-04-17 | 35348662 | 21684 | 17 | 368628
600 | Chevron Corporation, Chevron Energy Solutions Company, a Division of Chevron U.S.A. Inc | Center for Medical,Agricultural and Veterinary Entomology (CMAVE) | Gainesville | FL | Southeast | U.S. Department of Agriculture | Boiler Improvements Chiller Improvements Heating, Ventilating & Air Conditioning Boiler Improvements Water & Sewer Systems Building Automation Systems/EMCS Water & Sewer Systems Proposal Development Energy Surveys Refrigeration | 1731903 | 2120969 | 2009-04-22 | 2120976 | 5147 | 7 | 36029
408 | Ameresco Federal Solutions | S1-Savannah River Site Biomass* (phase 1) | Aiken South | SC | Southeast | DOE-Environmental Management | Proposal Development Energy Surveys Electrical or Cogeneration Systems Renewable Energy Systems | 149172566 | 795030853 | 2009-05-15 | 944748234 | 3830579 | 19 | 72781001
626 Mod to project #: 463 Mod project awarded: 09/15/2006 | Honeywell Building Solutions SES | FDA White Oak DO#3 MOD 1 | White Oak | MD | Mid-Atlantic | General Services Administration | Electrical or Cogeneration Systems | 14884028 | 29429471 | 2009-05-18 | 29429490 | 0 | 19 | 0
137 | NORESCO, LLC | AOC House | Washington | DC | Mid-Atlantic | Architect of the Capitol | Heating, Ventilating & Air Conditioning Lighting Improvements Water & Sewer Systems Chilled/Hot/Steam Piping & Dist Systems | 33743479 | 67021540 | 2009-07-31 | 67463334 | 133671 | 16 | 2138736
557 | Trane, a Division of American Standard Companies, Inc. | NAS Beaufort, SC III | Laurel Bay Beaufort | SC SC | Southeast | Navy | GHP Systems Building Automation Systems/EMCS Lighting Improvements Electric Motors & Drives Building Envelope Modifications Appliance Plug Load Reductions Rate Reduction/Audits Survey, Feasibility Study and Design Other (Chiller) Other (Water Sewer Conservation) Other (Peak Shaving) | 4727954 | 8579676 | 2009-08-03 | 8596706 | 10137 | 18 | 182466
547 | Trane, a Division of American Standard Companies, Inc. | NAS Oceana #2 and Wallops Island | Virginia Beach Wallops Island | VA VA | Mid-Atlantic | Navy | GHP Systems Building Automation Systems/EMCS Lighting Improvements Building Envelope Modifications Electric Motors & Drives Other (Chiller Plant) Other (Water and Sewer Conservation) Other (HVAC) Survey, Feasibility Study and Design Rate Reduction/Audits Other (Peak Shaving) Appliance Plug Load Reductions | 43994882 | 124304280 | 2009-08-07 | 128923759 | 155950 | 19 | 2963050
623 | Johnson Controls Government Systems, LLC | Forest Products Lab | Madison | WI | Midwest | Forest Service | Building Automation Systems/EMCS Heating, Ventilating & Air Conditioning Lighting Improvements Electric Distribution System Proposal Development Energy Surveys | 1859088 | 3507320 | 2009-08-31 | 3518314 | 11651 | 16 | 186416
227 | NORESCO, LLC | USCG Academy | New London | CT | Northeast | U.S. Coast Guard | Lighting Improvements Water & Sewer Systems Proposal Development Energy Surveys Building Automation Systems/EMCS | 3198446 | 5335216 | 2009-09-15 | 5338614 | 13978 | 10 | 139780
50 | Johnson Controls Government Systems, LLC | S1-Y-12 #4 | Oak Ridge | TN | Southeast | DOE-National Nuclear Security Administration | Proposal Development Energy Surveys Chiller Improvements Chilled/Hot/Steam Piping & Dist Systems Chilled/Hot/Steam Piping & Dist Systems Energy Related Process Improvements | 22169319 | 53965120 | 2009-09-16 | 55971183 | 111060 | 18 | 1999080
511 | Honeywell Building Solutions SES | FCC Lompoc DO#1 | Lompoc | CA | Western | Bureau of Prisons | Lighting Improvements Boiler Improvements Energy Related Process Improvements Proposal Development Energy Surveys Renewable Energy Systems Heating, Ventilating & Air Conditioning Chilled/Hot/Steam Piping & Dist Systems Building Automation Systems/EMCS Refrigeration Water & Sewer Systems | 10647966 | 18174563 | 2009-09-24 | 18174576 | 47374 | 13 | 615862
570 | NORESCO, LLC | FCC Florence (prison) Colorado DO#1: RE project (PV Biomass) | Florence Florence | CO CO | Central | Bureau of Prisons | Renewable Energy Systems Lighting Improvements Water & Sewer Systems Building Automation Systems/EMCS | 13618580 | 27922495 | 2009-09-25 | 28463878 | 40104 | 16 | 641664
618 | Ameresco Select | Archives I: RE project (PV) | Washington | DC | Mid-Atlantic | National Archives and Records Administration | Boiler Improvements Building Envelope Modifications Water & Sewer Systems Lighting Improvements Building Automation Systems/EMCS | 5825051 | 6782349 | 2009-09-28 | 6934694 | 5163 | 7 | 36141
565 | Johnson Controls Government Systems, LLC | BOP Beaumont | Beaumont | TX | Central | Bureau of Prisons | Boiler Improvements Chiller Improvements Building Automation Systems/EMCS Heating, Ventilating & Air Conditioning Lighting Improvements Renewable Energy Systems Water & Sewer Systems Electric Motors & Drives Proposal Development Energy Surveys Other | 18580668 | 36575378 | 2009-09-30 | 38661571 | 65928 | 15 | 988920
Total for FY 2009 | [7 empty] | 397338861 | 1331589161 |  | 1493828946 | 4681992 |  | 86523921
FY 2010
585 | Energy Systems Group, LLC | Forest Service Region 4 Phase 1 | Vernal Boise Jackson Jackson Pocatello Cedar City Elko Carson City Price Mc Call Salmon Twin Falls Island Park Salt Lake City | UT ID WY WY ID UT NV NV UT ID ID ID ID UT | Western | U.S. Department of Agriculture | Lighting Improvements Proposal Development Energy Surveys Water & Sewer Systems Renewable Energy Systems Heating, Ventilating & Air Conditioning Building Envelope Modifications Chilled/Hot/Steam Piping & Dist Systems Building Automation Systems/EMCS | 1781699 | 2620055 | 2009-11-06 | 3437657 | 2654 | 15 | 39810
489 | Honeywell International | Atlanta Federal Prison | Atlanta | GA | Southeast | Bureau of Prisons | Lighting Improvements Water & Sewer Systems | 12576721 | 16448773 | 2009-11-17 | 16448780 | 18473 | 7 | 129311
616 | NORESCO, LLC | NASJB Fort Worth DO#1 | Carswell AFB | TX | Central | Navy | Building Automation Systems/EMCS Chiller Improvements Energy Cost Reduction thru Rate Adjustments | 7119058 | 14096483 | 2009-12-09 | 14375724 | 28068 | 15 | 421020
575 | Johnson Controls Government Systems, LLC | Fort Benning | Fort Benning | GA | Southeast | Army | Proposal Development Energy Surveys Building Automation Systems/EMCS Lighting Improvements | 4421694 | 10295711 | 2009-12-14 | 10389332 | 34272 | 17 | 582624
487 | Trane, a Division of American Standard Companies, Inc. | Fort Drum GHP | Fort Drum | NY | Northeast | Army | GHP Systems Building Automation Systems/EMCS Lighting Improvements Electric Motors & Drives Central Utilities Modifications Other | 14293689 | 24077895 | 2009-12-17 | 24320965 | 79915 | 14 | 1118810
606 | Trane, a Division of American Standard Companies, Inc. | Naval Underwater Center Keyport | Keyport | WA | Western | Navy | GHP Systems Other (HVAC) Building Automation Systems/EMCS Lighting Improvements Electric Motors & Drives Central Utilities Modifications Other (Steam) | 14706486 | 43615478 | 2009-12-17 | 44288707 | 69432 | 18 | 1249776
621 | Ameresco Select | Norfolk Naval Shipyard II | Norfolk | VA | Mid-Atlantic | Navy | Proposal Development Energy Surveys Lighting Improvements Energy Related Process Improvements Chilled/Hot/Steam Piping & Dist Systems Building Automation Systems/EMCS | 6798994 | 12857637 | 2009-12-17 | 12971002 | 32802 | 15 | 492030
644 | Consolidated Edison Solutions, Inc. | USCG Activities New York | New York | NY | Northeast | U.S. Coast Guard | Chilled/Hot/Steam Piping & Dist Systems Lighting Improvements Building Automation Systems/EMCS Heating, Ventilating & Air Conditioning Boiler Improvements Energy Related Process Improvements Water & Sewer Systems Lighting Improvements Building Envelope Modifications Renewable Energy Systems | 12205664 | 21748750 | 2009-12-17 | 22439253 | 31279 | 16 | 500464
664 | Trane, a Division of American Standard Companies, Inc. | NBK Keyport | Keyport | WA | Western | Navy | GHP Systems Other (HVAC) Building Envelope Modifications Other (Steam) Central Utilities Modifications | 1189040 | 4545035 | 2009-12-17 | 4722868 | 8216 | 18 | 147888
538 | AmerescoSolutions, Inc. | S1-Fermi National Accelerator | Batavia | IL | Midwest | DOE-Science | Proposal Development Energy Surveys Boiler Improvements Lighting Improvements Electric Distribution System | 1374364 | 2995060 | 2009-12-18 | 3105905 | 11206 | 15 | 168090
625 | Ameresco Solutions | USDA State of Texas Facilities DO#1 | Cibola National Forest Decatur Lufkin | TX TX TX | Central | U.S. Department of Agriculture | Heating, Ventilating & Air Conditioning Electric Motors & Drives Electric Distribution System Building Automation Systems/EMCS Proposal Development Energy Surveys Heating, Ventilating & Air Conditioning | 1552210 | 2625856 | 2009-12-18 | 2784064 | 9365 | 12 | 112380
508 | Chevron Corporation, Chevron Energy Solutions Company, a Division of Chevron U.S.A. Inc | MCLB Albany, Georgia | Albany | GA | Southeast | Marine Corps | Renewable Energy Systems Lighting Improvements Building Automation Systems/EMCS Proposal Development Energy Surveys | 18808958 | 63877110 | 2009-12-21 | 63877133 | 116774 | 22 | 2569028
624 | Ameresco Select | NASA Wallops | Wallops Island | VA | Mid-Atlantic | National Aeronautics and Space Admin. | Lighting Improvements Boiler Improvements Building Automation Systems/EMCS | 14213276 | 25955196 | 2009-12-22 | 27833702 | 73713 | 14 | 1031982
545 | AmerescoSolutions, Inc. | BOP, Jessup, Georgia | Jesup | GA | Southeast | Bureau of Prisons | Proposal Development Energy Surveys Renewable Energy Systems Lighting Improvements Water & Sewer Systems Building Automation Systems/EMCS Heating, Ventilating & Air Conditioning Chilled/Hot/Steam Piping & Dist Systems Energy Related Process Improvements | 9421181 | 26140516 | 2009-12-23 | 27770431 | 51983 | 20 | 1039660
572 | Constellation Energy Projects and Services Group, Inc. | BoP Fairton | Fairton Fairton | NJ NJ | Mid-Atlantic | Bureau of Prisons | Proposal Development Energy Surveys Lighting Improvements Water & Sewer Systems Heating, Ventilating & Air Conditioning Boiler Improvements Chiller Improvements Building Automation Systems/EMCS Renewable Energy Systems Rate Reduction/Audits | 8870913 | 18570733 | 2009-12-23 | 18619368 | 65937 | 18 | 1186866
576 | AmerescoSolutions, Inc. | Federal Correction Complex, Texarkana Federal Corrections Complex, Texas DO#1 | Texarkana Texarkana | TX TX | Central | Bureau of Prisons | Proposal Development Energy Surveys Renewable Energy Systems Lighting Improvements Water & Sewer Systems Energy Cost Reduction thru Rate Adjustments Chilled/Hot/Steam Piping & Dist Systems Electric Motors & Drives | 10581586 | 33839688 | 2009-12-23 | 34876317 | 71467 | 21 | 1500807
603 | AmerescoSolutions, Inc. | Federal Correctional Institute Estill, SC | Estill Estill | SC SC | Southeast | Department of Justice | Proposal Development Energy Surveys Renewable Energy Systems Lighting Improvements Water & Sewer Systems Heating, Ventilating & Air Conditioning Building Automation Systems/EMCS | 7127303 | 15560987 | 2009-12-23 | 16530096 | 26386 | 16 | 422176
617 | Ameresco Select | BoP FCC Allenwood: RE project (Biomass) | Montgomery | PA | Mid-Atlantic | Bureau of Prisons | Proposal Development Energy Surveys Water & Sewer Systems Heating, Ventilating & Air Conditioning Building Automation Systems/EMCS (Control System Improvements) Building Automation Systems/EMCS (Site Wide Metering) Boiler Improvements | 9583249 | 17465925 | 2009-12-23 | 17824800 | 36364 | 14 | 509096
622 | Ameresco Select | Portsmouth Naval Shipyard | Kittery | ME | Northeast | Navy | Proposal Development Energy Surveys Boiler Improvements Chiller Improvements | 3611837 | 8497691 | 2009-12-23 | 8500029 | 24318 | 14 | 340452
662 | Honeywell International | State Department Multiple Sites | USA | USA | Mid-Atlantic | Department of State | Building Automation Systems/EMCS Lighting Improvements Chilled/Hot/Steam Piping & Dist Systems Water & Sewer Systems | 6210033 | 8331263 | 2009-12-23 | 8331272 | 18083 | 9 | 162747
627 | Constellation Energy Projects and Services Group, Inc. | Naval Station Great Lakes | Great lakes Great Lakes | IL IL | Midwest | Navy | Proposal Development Energy Surveys Lighting Improvements Building Automation Systems/EMCS Electric Motors & Drives Boiler Improvements Water & Sewer Systems Heating, Ventilating & Air Conditioning | 20436044 | 45466794 | 2009-12-24 | 45466812 | 150176 | 18 | 2703168
373 | Ameresco Select | McGuire AFB | McGuire AFB | NJ | Mid-Atlantic | Air Force | Building Automation Systems/EMCS Lighting Improvements Proposal Development Energy Surveys Boiler Improvements Chiller Improvements Energy Cost Reduction thru Rate Adjustments | 43622762 | 134671482 | 2009-12-28 | 137528455 | 322739 | 19 | 6132041
563 | NORESCO, LLC | S1-Los Alamos National Lab* (phase 1) | Los Alamos | NM | Central | DOE-National Nuclear Security Administration | Lighting Improvements Building Automation Systems/EMCS | 12044243 | 28711651 | 2009-12-28 | 28754688 | 62181 | 19 | 1181439
316 | Ameresco Select | AOC Senate | Washington | DC | Mid-Atlantic | Architect of the Capitol | Heating, Ventilating & Air Conditioning Lighting Improvements Chilled/Hot/Steam Piping & Dist Systems Building Automation Systems/EMCS Electric Distribution System | 41953355 | 88074004 | 2009-12-29 | 88631349 | 176515 | 17 | 3000755
312 | NORESCO, LLC | Navy Region Hawaii DO#2 (PMRF and Shipyard combined) | Pearl Harbor | HI | Western | Navy | Lighting Improvements Heating, Ventilating & Air Conditioning Building Automation Systems/EMCS | 4063211 | 8131964 | 2009-12-30 | 8439416 | 5190 | 15 | 77850
364 | Honeywell Building Solutions SES | Army Fort Leonard Wood | Fort Leonard Wood | MO | Midwest | Army | Lighting Improvements Building Automation Systems/EMCS Heating, Ventilating & Air Conditioning | 11465803 | 28978483 | 2009-12-30 | 28978498 | 174718 | 15 | 2620770
474 | Johnson Controls Government Systems, LLC | Ft Hood, TX Phase III | Killeen | TX | Central | Army | Proposal Development Energy Surveys Building Automation Systems/EMCS Lighting Improvements Renewable Energy Systems Other | 9086313 | 33460248 | 2009-12-30 | 33819425 | 48648 | 23 | 1118904
492 | Trane, a Division of American Standard Companies, Inc. | Pine Bluff Arsenal, Arkansas | Pine Bluff | AR | Southeast | Army | GHP Systems Building Automation Systems/EMCS Other (HVAC) Lighting Improvements Central Utilities Modifications Survey, Feasibility Study and Design | 39821642 | 98137552 | 2009-12-30 | 101598003 | 329744 | 21 | 6924624
142 | NORESCO, LLC | S1-HQ (Forrestal & Germantown) | Washington Washington | DC DC | Mid-Atlantic | DOE-Management & Administration | Lighting Improvements Chilled/Hot/Steam Piping & Dist Systems Heating, Ventilating & Air Conditioning (VAV System) Proposal Development Energy Surveys Water & Sewer Systems | 26247740 | 59001613 | 2009-12-31 | 59515272 | 49177 | 21 | 1032717
588 | Ameresco Select | AOC Capitol | Washington | DC | Mid-Atlantic | Architect of the Capitol | Proposal Development Energy Surveys Building Automation Systems/EMCS Heating, Ventilating & Air Conditioning Lighting Improvements Electric Distribution System Chilled/Hot/Steam Piping & Dist Systems | 17003722 | 27980722 | 2009-12-31 | 28733608 | 123414 | 11 | 1357554
610 | Honeywell International | HUD HQ | Washington | DC | Mid-Atlantic | Department of Housing and Urban Development | Boiler Improvements Chiller Improvements Building Automation Systems/EMCS Heating, Ventilating & Air Conditioning Lighting Improvements Building Envelope Modifications Renewable Energy Systems Water & Sewer Systems | 36195622 | 100231080 | 2009-12-31 | 100231101 | 56651 | 21 | 1189671
516 | Ameresco Select | Naval Station Rota, Spain | Rota |  | Southeast | Navy | Proposal Development Energy Surveys Heating, Ventilating & Air Conditioning Water & Sewer Systems Renewable Energy Systems Boiler Improvements | 8321665 | 17215849 | 2010-01-22 | 17543777 | 49505 | 13 | 643565
669 | Johnson Controls Government Systems, LLC | National Wildlife Health Center - TO 1 (New Contract) | Madison | WI | Midwest | U.S. Geological Survey | Boiler Improvements Chiller Improvements Building Automation Systems/EMCS Heating, Ventilating & Air Conditioning Lighting Improvements Renewable Energy Systems Water & Sewer Systems | 7184545 | 8058000 | 2010-03-24 | 8086853 | 5825 | 13 | 75725
658 | Honeywell International | GSA #2 TO#1 (new contract) | Laredo Brownsville El Paso Laredo Laredo Brownsville Laredo Pharr BROWNSVILLE Laredo Eagle Pass El Paso Laredo AFB Los Indios Muskogee Oklahoma City McAlester Oklahoma City Lawton Tulsa | TX TX TX TX TX TX TX TX TX TX TX TX TX TX OK OK OK OK OK OK | Southeast | General Services Administration | Boiler Improvements Chiller Improvements Building Automation Systems/EMCS Heating, Ventilating & Air Conditioning Lighting Improvements Renewable Energy Systems Water & Sewer Systems | 9770415 | 10317613 | 2010-03-30 | 10317619 | 28973 | 5 | 144865
660 | TAC Americas | GSA #4 TO#1(new contract) | Midland Fort Worth Dallas Fort Worth Fort Worth Dallas Dallas San Angelo Amarillo Lubbock Austin | TX | Southeast | General Services Administration | Boiler Improvements Building Automation Systems/EMCS Heating, Ventilating & Air Conditioning Lighting Improvements Renewable Energy Systems Lighting Improvements Chiller Improvements Water & Sewer Systems | 19702289 | 23155450 | 2010-03-30 | 23256661 | 38793 | 7 | 271551
630 | Johnson Controls Government Systems, LLC | BLM TO#1 (new contract Phase 3) | Anchorage Elko Boise Boise Boise Reno Glendo Casper Sinclair Mills Guernsey Riverton Powell Klamath Falls Forest Grove Madras Owyhee Loveland Redding Huron Delano Friant Lindsay Orange Grove Sonora Folsom Needles Orland Parker Dam Baker City Cedarville Shoshone Shoshone | AK NV ID ID ID NV WY WY WY WY WY WY WY OR CA OR OR OR NV CO CO CO CO CO CO CA CA CA CA CA CA CA CA CA CA CA CA CA CA CA CA CA CA CA CA CA CA CA OR CA ID ID | Central | Bureau of Land Management | Renewable Energy Systems Heating, Ventilating & Air Conditioning Building Automation Systems/EMCS Boiler Improvements Water & Sewer Systems Other (TC.17 Commissioning) Other (TC.19 Appliance/Plug-load reduction) | 17575835 | 18440295 | 2010-03-31 | 18626829 | 10764 | 6 | 64584
657 | Siemens Government Services, Inc. | GSA #1 TO#1 (new contract) | Baton Rouge Laffayette Albuquerque Beaumont Tekarkana Shreveport Santa Fe Las Cruces Houston Corpus Christi Tyler Batesville Pine Bluff New Orleans Alexandria Monroe | TX NM LA AR | Southeast | General Services Administration | Boiler Improvements Building Automation Systems/EMCS Heating, Ventilating & Air Conditioning Lighting Improvements Chiller Improvements Water & Sewer Systems | 37435013 | 39221882 | 2010-08-30 | 39301039 | 154477 | 4 | 617908
Total for FY 2010 | [7 empty] | 528378174 | 1143420524 |  | 1162276810 | 2598197 |  | 42882708
FY 2011
665 | Schneider Electric Builings Americas, Inc. | US Coast Guard Puerto Rico (New Contract) | Aguadilla San Juan | PR PR | Southeast | Department of Homeland Security | Building Envelope Modifications Energy Cost Reduction thru Rate Adjustments | 13444000 | 58791197 | 2010-12-17 | 58861887 | 18214 | 23 | 418922
671 | Honeywell International | White Oak FDA Campus DO #3 | White Oak | MD | Mid-Atlantic | General Services Administration | Distributed Generation (CHP/Cogeneration) HVAC Lighting Improvements Building Envelope Modifications | 194945761 | 772308169 | 2010-12-23 | 772308189 | 279263 | 20 | 5585260
647 | Clark Energy Group, LLC | JPL ESPC TO#1 (new contract) | Pasadena | CA | Western | National Aeronautics and Space Admin. | Boiler Improvements Renewable Energy Systems Heating, Ventilating & Air Conditioning Lighting Improvements Chiller Improvements Water & Sewer Systems | 6825386 | 18980426 | 2011-01-21 | 19040448 | 25716 | 21 | 540036
646 | Honeywell International | Forest Service Region 1 - TO #1 (new contract) | Dillon Bitteroot Orofino Pierce Grangeville Billings Prairie City Kalispell Kalispell Bozeman Helena Cour D'alene Libby Great Falls Plains Missoula | MT MT ID ID ID MT OR MT MT MT MT ID MT MT MT MT | Central | U.S. Department of Agriculture | Energy Management Control Systems (EMCS); Heating, Ventilating, and Air Conditioning; Lighting Improvements; Building Envelope Modifications; Renewable Energy Systems; Water & Sewer Systems | 2499308 | 3561801 | 2011-03-16 | 3599138 | 14033 | 12 | 168396
607 | NORESCO, LLC | FDC Seatac & FCI Sheridan - TO#1 (new contract) | Seattle Sheridan | WA OR | Western | Bureau of Prisons | Lighting Improvements Building Automation Systems/EMCS Water & Sewer Systems Other (Advanced Metering) Water & Sewer Systems (9) Building Automation Systems/EMCS (10) | 13465127 | 20125620 | 2011-04-28 | 20192420 | 42240 | 14 | 591360
609 | Honeywell International | State Department Headquarters | Washington | DC | Mid-Atlantic | Department of State | Chiller Improvements (HST) Heating, Ventilating & Air Conditioning (HST) Other (HST Advanced Metering) Other (HST Commissioning (17)) Chiller Improvements (BIMC) Other (BMIC Advanced Metering) | 5493895 | 10497894 | 2011-05-16 | 10563222 | 25204 | 14 | 352856
722 | Schneider Electric Builings Americas, Inc. | US Coast Guard Puerto Rico Mod I | San Juan Borinquen | PR PR | Southeast | Department of Homeland Security | Building Automation Systems/EMCS Heating, Ventilating & Air Conditioning Lighting Improvements Renewable Energy Systems Building Envelope Modifications Water & Sewer Systems | 15976782 | 31854314 | 2011-09-06 | 31854336 | 13417 | 22 | 295174
Total for FY 2011 | [7 empty] | 252650259 | 916119421 |  | 916419640 | 418087 |  | 7952004
FY 2012
678 | NORESCO, LLC | FAA Mather CA - TRACON | Mather | CA | Western | Federal Aviation Administration | Renewable Energy Systems Lighting Improvements Water & Sewer Systems Building Automation Systems/EMCS | 1896507 | 9336022 | 2011-11-28 | 9436576 | 7740 | 20 | 154800
654 | NORESCO, LLC | Federal Law Enforcement Training Centers Phase 1 | Cheltenham | MD | Southeast | Department of Homeland Security | Renewable Energy Systems | 613698 | 7406229 | 2011-12-29 | 9908463 | 10069 | 20 | 201380
702 Mod to project #: 489 Mod project awarded: 11/17/2009 | Honeywell International | Atlanta Federal Prison Phase 2 | Atlanta | GA | Southeast | Bureau of Prisons | Boiler Improvements Chiller Improvements Building Automation Systems/EMCS Heating, Ventilating & Air Conditioning Electric Motors & Drives Energy Related Process Improvements Water & Sewer Systems | 36021555 | 55126864 | 2012-04-05 | 55186337 | 78154 | 12 | 937848
651 | NORESCO, LLC | VA VISN 22-VA Desert Pacific Healthcare Network TO #1 | Loma Linda Long Beach Los Angeles Sepulveda Los Angeles San Diego | CA CA CA CA CA CA | Western | Department of Veterans Affairs | Building Automation Systems/EMCS Heating, Ventilating & Air Conditioning Lighting Improvements | 15110183 | 24584666 | 2012-04-09 | 24584681 | 64945 | 19 | 1233955
829 Mod to project #: 624 Mod project awarded: 12/22/2009 | Ameresco, Inc. | Goddard Space Flight Center, Wallops Flight Facility Phase 2 | Wallops Island | VA | Mid-Atlantic | National Aeronautics and Space Admin. | Renewable Energy Systems | 11886728 | 13460432.5514 | 2012-05-30 | 14145697.3007 | 11747 | 14 | 164458
788 | NORESCO, LLC | Federal Law Enforcement Training Centers Phase 2 | Cheltenham Artesia Glynco Charleston | MD NM GA SC | Southeast | Department of Homeland Security | Lighting Improvements Water & Sewer Systems Building Automation Systems/EMCS Heating, Ventilating & Air Conditioning Chiller Improvements | 31854945 | 46981476 | 2012-06-28 | 46981493 | 88621 | 17 | 1506557
801 | Siemens Government Services, Inc. | Yorktown, VA | Yorktown | VA | Mid-Atlantic | U.S. Coast Guard | Boiler Improvements Building Automation Systems/EMCS Heating, Ventilating & Air Conditioning Lighting Improvements Electric Motors & Drives Water & Sewer Systems | 3537479 | 4614929 | 2012-07-25 | 4867296 | 13108 | 14 | 183512
666 | Honeywell International | Tinker AFB | Midwest City | OK | Central | Air Force | Boiler Plant Improvements Chiller plant Improvements Building Automation Systems/Energy Management Control Systems | 80559242 | 173791608 | 2012-07-31 | 173828084 | 493652 | 21 | 10366692
698 | Johnson Controls Government Systems, LLC | Isle Royale, Houghton MI | Houghton | MI | Midwest | National Park Service | Lighting Improvements Chilled Water, Hot Water, and Steam Distribution System Renewable Energy Systems Water and Sewer Conservation Systems Apliance and Plug-load Reductions | 968865 | 1582364.98 | 2012-09-25 | 1582314.21 | 469 | 18 | 8442
Total for FY 2012 | [7 empty] | 182449202 | 336884591.5314 |  | 340520941.5107 | 768505 |  | 14757644
FY 2013
861 Mod to project #: 647 Mod project awarded: 01/21/2011 | Clark Energy Group, LLC | JPL ESPC Phase 2 | Pasadena | CA | Western | National Aeronautics and Space Admin. | Lighting Improvements Electric Distribution System Water & Sewer Systems Building Envelope Modifications Other (Electircal Load Shifting) Other (Retrocommissioning) Heating, Ventilating & Air Conditioning Proposal Development Energy Surveys | 12724697 | 25676610 | 2012-11-05 | 25676630 | 27065 | 20 | 541300
693 & 758 | NORESCO, LLC | FCI Danbury & Otisville | Danbury Otisville | CT NY | Northeast | Bureau of Prisons | Lighting Improvements Water & Sewer Systems Boiler Improvements Building Automation Systems/EMCS Building Envelope Modifications Energy Related Process Improvements Proposal Development Energy Surveys | 23486939 | 42711803 | 2012-12-19 | 43078770 | 54087 | 20 | 1081740
723 | Constellation New Energy, Inc. | FCI Beckley | Beaver | WV | Mid-Atlantic | Bureau of Prisons | Lighting Improvements Water & Sewer Systems Boiler Improvements Building Automation Systems/EMCS | 12463370 | 21189781 | 2013-01-31 | 21189796 | 22300 | 15 | 334500
768 | Lockheed Martin Services, Inc. | Mission Nicaragua |  | Nicarugua | Mid-Atlantic | Department of State | Lighting Improvements Chiller Improvements Heating, Ventilating & Air Conditioning Renewable Energy Systems Other | 14031485 | 35095331 | 2013-05-21 | 36233587 | 8099 | 23 | 186277
828 | Schneider Electric Builings Americas, Inc. | USDA PWA Albany CA | Albany | CA | Western | U.S. Department of Agriculture | Boiler Improvements Chiller Improvements Building Automation Systems/EMCS Heating, Ventilating & Air Conditioning Lighting Improvements Water & Sewer Systems | 13359694 | 24788327 | 2013-05-31 | 24791058 | 34563 | 23 | 794949
759 | Constellation New Energy, Inc. (f.k.a Constellation Energy Projects and | FPC Alderson | Alderson Alderson | WV WV | Mid-Atlantic | Bureau of Prisons | Lighting Improvements Water & Sewer Systems Boiler Improvements Building Automation Systems/EMCS Building Envelope Modifications | 8611001 | 16727802 | 2013-06-18 | 16727825 | 37157 | 23 | 854611
696 | NORESCO, LLC | Smithsonian #2 | Suitland | MD | Mid-Atlantic | Smithsonian Institution | Lighting Improvements Water & Sewer Systems Building Automation Systems/EMCS Chiller Improvements Boiler Improvements Renewable Energy Systems | 9556666 | 18423568 | 2013-07-03 | 18440864 | 34815 | 21 | 731115
905 Mod to project #: 511 Mod project awarded: 09/24/2009 | Honeywell International, Inc. | BOP Lompoc Phase 2 | Lompoc | CA | Western | Department of Justice; Bureau of Prisons | Lighting Improvements Boiler Improvements Energy Related Process Improvements Water & Sewer Systems Refrigeration Building Automation Systems/EMCS | 5142383 | 18130771 | 2013-07-11 | 18130784 | 47374 | 19 | 284244
813 | NORESCO, LLC | VISN 11 MN,IL, IN | Marion | IL | Midwest | Department of Veterans Affairs | Boiler Improvements | 19095734 | 20953055 | 2013-07-18 | 26655573 | 28716 | 10 | 287160
845 Mod to Project #: 374 Mod project awarded: 06/12/06 | Ameresco, Inc. | National Archives II Phase 2 | Washington, DC | Washington, DC | Mid-Atlantic | National Archives and Records Admnistration | Appliance/Plug-Load Reductions Building Automation Systems/EMCS Lighting Improvements Boiler Improvements HVAC Water and Sewer Systems Renewable Energy Systems Chiller Improvements Energy/Utility Distribution Systems | 7336169 | 9442672 | 2013-07-29 | 9057601 | 21651 | 6 | 129906
676 | Siemens Government Technologies, Inc. | USCG, Elizabeth City | Elizabeth City | NC | Southeast | Department of Homeland Security; U.S. Coast Guard | Boiler Improvements Building Automation Systems/EMCS HVAC Water and Sewer Systems | 4961880 | 7526483 | 2013-09-09 | 7645370 | 384571 | 14 | 5383994
800 | Constellation NewEnergy, Inc. | SSA Administration includes National Computer Center | Baltimore | MD | Mid-Atlantic | Social Secuity Administration | Boiler Improvements Chiller Improvements HVAC Lighting Improvements Building Envelope Modifications Water and Sewer Systems Electrical Peak Shaving/Load Shifting Commissioning | 15326458 | 15572291 | 2013-09-18 | 15933789 | 32396 | 2 | 64792
881 Mod to Project #: 698 Mod project awarded: 09/25/12 | Johnson Controls Government Systems, LLC | Isle Royale NP (Houghton, MI) Phase 2 | Houghton | MI | Midwest | Department of the Interior; National Parks Service | Lighting Improvements Renewable Energy Systems Water and Sewer Systems | 2853629 | 4496598.0986 | 2013-09-20 | 4513492.1717 | 2724 | 23 | 62652
852 | Schneider Electric Buildings Americas, Inc. | Almeric Christian FB | St Croix | U.S. VI | Southeast | General Services Administration | Chiller Improvements Building Automation Systems/EMCS HVAC Lighting Improvements Building Improvements Electric Motors and Drives Renewable Energy Systems Energy/Utility Distribution Systems Commissioning | 6372000 | 12481819 | 2013-09-26 | 12571124 | 3286 | 19 | 62434
815 | Siemens Government Technologies, Inc. | GSA MLK Courthouse, Pirnie FB and McEwen US Custom House | Newark Utica Ogdensburg | NJ NY NY | Mid-Atlantic | General Services Administration | Building Automation Systems/EMCS HVAC Lighting Improvements | 1853066 | 3164052 | 2013-09-26 | 3201065 | 3252 | 19 | 61788
857 | Trane U.S., Inc. | GSA Hart-Dole Facility | Battle Creek | MI | Midwest | General Services Administration | Boiler Improvements Chiller Improvements Building Automation Systems/EMCS HVAC Lighting Improvements Water and Sewer Systems | 7487165 | 12955078 | 2013-09-26 | 13622819 | 23007 | 20 | 460140
818 | Siemens Government Technologies, Inc. | GSA Metzenbaum and Stokes Courthouse, Celbrezze FB | Cleveland | OH | Midwest | General Services Administration | Boiler Improvements Chiller Improvements Building Automation Systems/EMCS Lighting Improvements Water and Sewer Systems | 37219112 | 69968529 | 2013-09-27 | 72899940 | 49875 | 20 | 997500
853 | Constellation NewEnergy, Inc. | Timberlake FB and Gene Snyder Courthouse | Tampa Louisville | FL KY | Southeast | General Services Administration | Lighting Improvements Chiller Improvements Electric Motors and Drives HVAC | 4251738 | 5292670 | 2013-09-27 | 5292685 | 6460 | 15 | 96900
858 | Trane U.S., Inc. | Prevedel FB and Goodfellow Complex | Overland St Louis | MO MO | Midwest | General Services Administration | Building Automation Systems/EMCS HVAC Lighting Improvements Building Envelope Chilled Water, Hot Water, and Steam Dist Systems Electric Motors and Drives Energy/Utility Distribution Systems Water & Sewer Systems | 9121413 | 15680636 | 2013-09-27 | 16007145 | 38889 | 22 | 855558
749 | McKinstry Essention, Inc. | GSA Region 8 and Denver Federal Center | 26 sites | CO, WY,UT,MT,SD,ND | Central | General Services Administration | Building Automation Systems/EMCS Water & Sewer Systems Lighting Improvements HVAC Boiler Improvements Chilled Water, Hot Water, and Steam Dist Systems Chiller Improvements Commissioning Energy/Utility Distribution Systems | 10796287 | 18899750 | 2013-09-27 | 18899772 | 46634 | 21 | 979314
707 | Johnson Controls Government Systems, LLC | Y12 NNSA | Oak Ridge | TN | Southeast | Department of Energy; NNSA | Boiler Improvements Chiller Improvements Lighting Improvements Chilled Water, Hot Water, and Steam Dist Systems Energy Related Process Improvements | 47730735 | 87905807 | 2013-09-30 | 88741003 | 319892 | 13 | 4158596
817 | FPL Energy Services, Inc. | GSA JL King FB and Brickell Bldg | Miami | FL | Southeast | General Services Administration | Chiller Improvements HVAC Lighting Improvements Water & Sewer Systems | 4358579 | 5288436 | 2013-09-30 | 5403822 | 13317 | 12 | 159804
Total for FY 2013 | [7 empty] | 278140200 | 492371869.0986 |  | 504714514.1717 | 1240130 |  | 18569274
FY 2014
909 Mod to Project #: 813 Mod project awarded: 07/18/13 | NORESCO, LLC | VISN 11 Phase 2 | Danville Fort Wayne Marion Ann Arbor | IL IN IN MI | Midwest | Department of Veterans Affairs | Lighting Improvements Chilled Water, Hot Water, and Steam Distribution Systems Building Envelope Modifications | 33665956 | 55241196 | 2013-10-31 | 59873201 | 78681 | 16 | 1258896 | 4632005
672 | Consolidated Edison Solutions, Inc. | 99th Army Reserve Support Command | Fort Dix | NJ | Mid-Atlantic | DOD-AR | Boiler Improvements Chiller Improvments Building Automation Systems/EMCS HVAC Lighting Improvements Building Envelope Modifications Chilled Water, Hot Water, and Steam Dist. Systems Electric Motors and Drives Renewable Energy Systems Water and Sewer Conservation Systems Energy Cost Reduction Through Rate Adjustments Energy Related Process Improvements Commissioning | 25495025 | 56895207 | 2013-11-25 | 57178518 | 64486 | 21 | 1354206 | 283311
680 | Honeywell International | BOP FCI Waseca, MN | Waseca | MN |  | Bureau of Prisons | Building Automation Systems/EMCS HVAC Lighting Improvements Boiler Improvements Chiller Improvements Water and Sewer Conservation Systems Distributed Generation Building Envelope Modifications | 5107842 | 9611822 | 2013-12-11 | 9611846 | 16122 | 23 | 370806 | 24
794 | NORESCO, LLC | US Mint, Philadelphia | Philadelphia | PA | Mid-Atlantic | Department of the Treasury | Building Automation Systems/EMCS HVAC Lighting Improvements Chilled Water, Hot Water, and Steam Dist. Systems Water and Sewer Conservation Systems Energy Related Process Improvements | 10798975 | 20487567 | 2013-12-13 | 20487594 | 36469 | 21 | 765849 | 27
856 | NORESCO, LLC | GSA Chicago including the Metcalf Bldg. | Chicago | IL | Midwest | General Services Administration | Boiler Improvements Chiller Improvements Building Automation Systems/EMCS HVAC Lighting Improvements Refrigeration | 52956330 | 93828985 | 2013-12-13 | 93829012 | 62541 | 23 | 1438443 | 27
859 | Ameresco, Inc. | GSA Region 11 Silver Spring MC and New Carrolton FB | Sliver Spring New Carrolton | MD MD |  | General Services Administration | Lighting Improvements Chilled Water, Hot Water, and Steam Distribution Systems Chiller Plant Improvements Building Automation Systems/EMCS Renewable Energy Systems Electric Motors and Drives Water and Sewer Conservation Systems Building and Enevelope Modifications HVAC Boiler Improvements | 44633045 | 80533708 | 2013-12-13 | 80536003 | 94588 | 22 | 2080936 | 2295
720 | Honeywell International, Inc. | Forest Serrvice Region 8 | Golden Pond Rio Grande Sylamore Alexandria | KY PR AR AR |  | Forest Service | Building Automation Systems (BAS)/EMCS Lighting Improvements | 634774 | 1142587 | 2013-12-13 | 1142606 | 1700 | 19 | 32300 | 19
928 Mod to Project #: 813 Mod project awarded: 07/18/13 | NORESCO, LLC | VISN 11 Phase 3 | Danville Fort Wayne Marion Ann Arbor | IL IN IN MI |  | Department of Veterans Affairs | Boiler Improvements Chiller Improvements Building Automation Systems (BAS)/EMCS HVAC Building Envelope Modifications Chilled Water, Hot Water, and Steam Dist Electric Motors and Drives Water and Sewer Conservation Systems | 38899631 | 75116563 | 2013-12-18 | 75116592 | 242610 | 19 | 4609590 | 29
827 | Honeywell International | G1 Presidential L&M: Carter, Eisenhower, Ford, Truman, and Archives (ATL) | Atlanta Abilene Ann Arbor Independence Atlanta | GA | Southeast | National Archives and Records Admnistration | Chiller Improvements Building Automation Systems/EMCS HVAC Water and Sewer Conservation Systems | 4299619 | 7860227 | 2013-12-19 | 7860247 | 40519 | 20 | 810380 | 20
695 | NORESCO, LLC | NIH #4 includes Rocky Mtn Labs, Research Triangle Park, and Poolesville | Hamilton Durham Poolesville | MT NC MD |  | Department of Health and Human Services | Chilled Water, Hot Water, and Steam Dist Building Envelope Modifications Advanced Metering Chiller Improvements Building Automation Systems (BAS)/EMCS Energy Related Process Improvements Renewable Energy Systems Boiler Improvements | 17535599 | 34353772 | 2013-12-26 | 34353793 | 123773 | 16 | 1980368 | 21
814 | Siemens Government Services, Inc. | GSA Ribcoff Bldg and US Custom House | Hartford New Bedford | CT MA |  | General Services Administration | Boiler Improvements Lighting Improvements Building Envelope BuildingAutomation Systems (BAS)/EMCS Chilled Water, Hot Water, and Steam Dist | 3470114 | 4378652 | 2014-01-02 | 4559185 | 4330 | 20 | 86600 | 180533
809 | Schneider Electric Buildings Americas, Inc. | GSA Region 2 Carribbean | San Juan St. Thomas | PR USVI |  | General Services Administration | Building Automation Systems/EMCS HVAC Lighting Improvements Water and Sewer Conservation Systems Building Envelope Modifications Renewable Energy Systems Water and Sewer Conservation Systems | 9435599 | 21836226 | 2014-02-27 | 21836251 | 4735 | 24 | 113640 | 25
682 | NORESCO, LLC | DOE Argonne National Lab CHP Plant IL | Lemont | IL |  | Department of Energy | Renewable Energy Systems | 22784133 | 54872422 | 2014-03-26 | 54872441 | 342454 | 16 | 5479264 | 19
777 | NORESCO, LLC | GSA Fallon Bldg. Baltimore | Baltimore | MD |  | General Services Administration | Lighting Improvements Commissioning Building Automation Systems/EMCS | 2219360 | 2683014 | 2014-04-10 | 2683025 | 10621 | 9 | 95589 | 11
897 | Honeywell International | G2 Presidential L&M: Hoover, Nixon, Reagan, Bush (41), Clinton, Johnson, and Kennedy | West Branch Yorba Linda Simi Valley Dallas Little Rock Austin Boston | IA CA CA TX AR TX MA |  | National Archives and Records Admnistration | Lighting Improvements Chiller Improvements Building Automation Systems/EMCS HVAC Energy/Utility Distribution Systems | 6775409 | 9803956 | 2014-04-15 | 9803970 | 34339 | 14 | 480746 | 14
747 | Honeywell International | BOP FMC Rochester MN | Rochester | MN |  | Bureau of Prisons | Building Automation Systems/EMCS HVAC Lighting Boiler Improvements Chiller Improvements Water and Sewer Conservation Systems Distributed Generation Building Envelope | 5107842 | 9611822 | 2014-04-29 | 9611846 | 16121 | 23 | 370783 | 24
670 | Ameresco, Inc. | Army National Guard HQ | Arlington | VA |  | Army | Chiller Plant Improvements HVAC Lighting Improvements Boiler Improvements Energy Related Process Improvements Water and Sewer Conservation Systems | 11361338 | 20852505 | 2014-05-02 | 21162472 | 27771 | 21 | 583191 | 309967
703 | Constellation NewEnergy, Inc. | Defense Intelligence Agency | WDC | WDC |  | Department of Defense | Lighting Improvements Boiler Improvements Electric Motors and Drives Water and Sewer Conservation Systems Building Automation Systems/EMCS Renewable Energy Systems Electrical Peak Shaving/Load Shifting | 12011882 | 20850142 | 2014-06-27 | 20850162 | 25064 | 20 | 501280 | 20
811 | ESG (formerly Chevron) | VISN 21 Palo Alto | Palo Alto | CA |  | Department of Veterans Affairs | Chiller Improvements Lighting Improvements Building Envelope Modifications Chilled Water, Hot Water, and Steam Distribution Systems | 7320623 | 10721031 | 2014-06-30 | 10721042 | 23289 | 11 | 256179 | 11
694 | Siemens Government Technologies, Inc. | ERRC ARS (Eastern Regional Research Center, ARS) | Wyndmoor | PA |  | U.S. Department of Agriculture | Boiler Improvements Chiller Improvements Building Automation Systems/EMCS HVAC Lighting Improvements Building Envelope Chilled Water, Hot Water, and Steam Dist Energy/Utility Dist. Systems Water and Sewer Conservation Systems Appliance/Plug-load reduction | 4709468 | 7974377 | 2014-07-03 | 7713441 | 23120 | 21 | 485520 | -260936
786 | Siemens Government Technologies, Inc. | USGS Nation-wide Bundle | Reston Columbia Seattle | VA MO WA |  | Department of Interior, U.S. Geological Survey | Boiler Improvements Chiller Improvements Building Automation Systems/EMCS | 12113197 | 19597885 | 2014-07-29 | 19919775 | 57843 | 21 | 1214703 | 321890
652 | NORESCO, LLC | Fort Jackson IV TO#1 | Columbia | SC |  | Army | Lighting Improvements Water and Sewer Conservation Systems Chiller Improvements Building Automation Systems/EMCS | 38129098 | 106633070 | 2014-07-30 | 106633093 | 165916 | 22 | 3650152 | 23
812 | Ameresco, Inc. | BOP-FCI El Reno, FMC Carswell, and FCI Fort Worth | El Reno Carswell Fort Woth | OK TX TX |  | Bureau of Prisons | Boiler Improvements Chiller Improvements Building Automation Systems/EMCS Renewable Energy Systems Lighting Improvements Electric Motors and Drives Water and Sewer Conservation Systems Building Envelope | 42283340 | 69450425 | 2014-09-19 | 70262854 | 180501 | 22 | 3971022 | 812429
826 | Siemens Government Technologies, Inc. (SGT) | DOI NPS/NCR WDC | Washington, DC | DC |  | National Parks Service | Boiler Improvements Chiller Improvements Building Automation Systems/EMCS HVAC Lighting Improvements Electric Motors and Drives Renewable Energy System Water and Sewer Conservation Systems Appliance/Plug-load reduction | 28671313 | 76321721 | 2014-09-24 | 76321745 | 18809 | 23 | 432607 | 24
776 | Clark Energy Group, LLC | Navy - Webster Field Annex | Patuxent River | MD |  | Navy | Building Automation Systems/EMCS Lighting Improvements Building Envelope Renewable Energy Systems Water and Sewer Conservation Systems | 11513324 | 27921049 | 2014-09-25 | 27921071 | 20552 | 21 | 431592 | 22
824 | Clark Energy Group, LLC | Office of Personnel Management: TRB & FEI | Washington, DC | DC |  | Office of Personnel Management | Chiller Improvements Building Automation Systems/EMCS Lighting Improvements Water and Sewer Conservation Systems Energy Related Process Improvements | 5397964 | 10730284 | 2014-09-26 | 10730305 | 8951 | 20 | 179020 | 21
Total for FY 2014 | [7 empty] | 457330800 | 909310215 |  | 915592090 | 1725905 |  | 33033662
Grand Total | [7 empty] | 3416450913 | 8267241276.63 |  | 8538115427.6824 | 22594242 |  | 398579517
Key to Columns
| Column | Data Definition
| Project Number | Project record number assigned by FEMP Central
| ESCO | Name of Energy Services Company (ESCO) selected for this project
| Project Title | FEMP Central project record title
| City | Project location
| State | Project location
| Agency | Customer agency
| Energy Conservation Measures | List of Energy Conservation Measures using the technology categories in the DOE ESPC TO contract Attachment J-3
| Project Investment | Total implementation price
| Contract Price | Total payments to the contractor over the life of the contract
| Awarded Date | Date of Task Order
| Guaranteed Cost Savings | Total cost savings guaranteed by the ESCO
| Annual Energy Savings | Total annual energy savings
(btu x 10^6)
| Period of Performance (Years) | Years of ECM performance in Task Order
| Cumulative Energy Savings (btu x 10^6) | The total project lifecycle energy savings